8738211425 | Isolatie Midden Links | Isolation Milieu Gauche | EPP oben Mitte links | Isolering EPP Middle left SP | 36 | 102.88 | 4062321000110 | 1.22 | 1.037 | KG | 98.1 | CDM | 545 | 450 | 400 | MM | 84039090 | 1 |  |  | X | X | [5 empty] | B
8738211429 | Slang Dn25 G1 F/M | Tuyau Souple Dn25 G1 F/M | Schlauch DN25 G1 F/M | Hose corrugated DN25 G1 (f) SP | 36 | 102.88 | 4062321000158 | 0.288 | 0.273 | KG | 0.636 | CDM | 265 | 60 | 40 | MM | 84039090 | 1 |  |  | X | X | [5 empty] | B
8738211430 | Bosje G1 Pte | Boîtier G1 Pte | Buchse G1 PTE | Bushing G1 PTE SP | 24 | 29.93 | 4062321000165 | 0.091 | 0.086 | KG | 0.216 | CDM | 90 | 60 | 40 | MM | 84039090 | 1 |  |  | X | X | [5 empty] | B
8738211433 | Bosje G1 F | Boîtier G1 F | Buchse G1 F | Bushing male G1 F | 24 | 29.93 | 4062321000196 | 0.111 | 0.105 | KG | 0.216 | CDM | 90 | 60 | 40 | MM | 84039090 | 1 |  |  | X | X | [5 empty] | B
8738211436 | Pin | Boulon | Bolzen für Scharniere | Pin for hinges SP | 20 | 20.5 | 4062321000226 | 0.006 | 0.005 | KG | 0.054 | CDM | 90 | 60 | 10 | MM | 84039090 | 1 |  |  | X | X | [5 empty] | B
8738211437 | Slang 19 Mm | Tuyau Souple 19 Mm | Kupplungsschlauch gerade 19 mm | Clutch hose straight 19 mm | 27 | 42.05 | 4062321000233 | 0.014 | 0.013 | KG | 0.108 | CDM | 90 | 60 | 20 | MM | 84039090 | 1 |  |  | X | X | [5 empty] | B
8738211438 | Slang Dn8 90° | Tuyau Souple Dn8 90° | Schlauch Flex DN8 90° | Hose Flex DN8 90º quick con SP | 28 | 47.73 | 4062321000240 | 0.207 | 0.196 | KG | 1.075 | CDM | 215 | 200 | 25 | MM | 84039090 | 1 |  |  | X | X | [5 empty] | B
8738211442 | Plaat Boven Rechts | Panneau Haut Droite | Platte oben rechts | Panel top right | 37 | 112.45 | 4062321000288 | 0.544 | 0.462 | KG | 2.925 | CDM | 650 | 100 | 45 | MM | 84039090 | 1 |  |  | X | X | [5 empty] | B
8738211443 | Plaat Boven Links | Panneau Haut Gauche | Platte oben links | Panel topp roundagon left SP | 37 | 112.45 | 4062321000295 | 0.537 | 0.456 | KG | 2.925 | CDM | 650 | 100 | 45 | MM | 84039090 | 1 |  |  | X | X | [5 empty] | B
8738211447 | Kabel Utp Rj4 | Câble Utp Rj4 | Kabelverlängerung Utp RJ4 | Cable Extension Utp RJ4 SP | 28 | 47.73 | 4062321000332 | 0.121 | 0.114 | KG | 0.49 | CDM | 140 | 140 | 25 | MM | 84039090 | 1 |  |  | X | X | [5 empty] | B
8738211450 | Scharnier Links | Charnière Gauche | Scharnier links | Hinge left SP | 29 | 53.54 | 4062321000363 | 0.011 | 0.01 | KG | 0.027 | CDM | 90 | 60 | 5 | MM | 84039090 | 1 |  |  | X | X | [5 empty] | B
8738211451 | Kabelboom | Faisceau De Câbles | Kabelbaum | Cable harness Tower Hydro SP | 45 | 244.05 | 4062321000370 | 1.186 | 1.008 | KG | 8.97 | CDM | 325 | 230 | 120 | MM | 84039090 | 1 |  |  | X | X | [5 empty] | B
8738211453 | Pakking 12,37X2,62 | Joint 12,37X2,62 | O-Ring 12,37x2,62 | O-ring 12,37x2,62 SP | 19 | 18.48 | 4062321000394 | 0.003 | 0.002 | KG | 0.016 | CDM | 90 | 60 | 3 | MM | 84039090 | 1 |  |  | X | X | [5 empty] | B
8738211454 | Pijpklem | Collier De Tuyau | Klammer (2x) | Clips (2x) SP | 19 | 18.48 | 4062321000400 | 0.006 | 0.005 | KG | 0.081 | CDM | 90 | 60 | 15 | MM | 84039090 | 1 |  |  | X | X | [5 empty] | B
8738211483 | Sturing Cuhp V1.05 Bo/Ju | Appareil De Commande Cuhp V1.05 Bo/Ju | Steuerung CUHP v1.05 Bo/Ju | Control_box CUHP Inst LW v1.05 B | 48 | 314.16 | 4062321004101 | 0.932 | 0.792 | KG | 8.464 | CDM | 320 | 230 | 115 | MM | 84039090 | 1 |  |  | X | X | [5 empty] | B
8738211508 | Boiler 180 L Tc L/W | Ballon 180 L Tc L/W | Speicher 180 L TC L/W | Tank 180 L TC L/W | 83 | 2359.7 | 4062321046637 | 60 | 49.5 | KG | 1248 | CDM | 1200 | 800 | 1300 | MM | 84039090 | 1 |  |  | X | X | [5 empty] | B
8738211525 | Kabel 400V | Câble 400V | Kabel 400V | Cables MPP Hydro C 400V | 47 | 291.25 | 4062321046781 | 1.35 | 1.2 | KG | 8.096 | CDM | 320 | 235 | 120 | MM | 84039090 | 1 |  |  | X | X | [5 empty] | B
8738211603 | Zijpaneel Boven Zilver | Panneau Latéral Haut Argent | Seitenteil oben silber | Panel side top silver | 41 | 160.45 | 4062321047450 | 7.026 | 5.972 | KG | 48.72 | CDM | 655 | 85 | 1325 | MM | 84039090 | 1 |  |  | X | X | [5 empty] | B
8738211608 | Voorwand Onder Wit | Panneau Avant Bas Blanc | Vorderwand Glas unten weiß | Panel glass bottom white | 51 | 384.3 | 4062321047504 | 3.8 | 3.2 | KG | 24 | CDM | 805 | 50 | 735 | MM | 84039090 | 1 |  |  | X | X | [5 empty] | B
8738211615 | Voorwand Onder Wit | Panneau Avant Bas Blanc | Vorderwand Glas unten weiß | Panel glas bottom white | 50 | 357.33 | 4062321047566 | 3.733 | 3.173 | KG | 24 | CDM | 810 | 60 | 735 | MM | 84039090 | 1 |  |  | X | X | [5 empty] | B
8738211616 | Voorwand Boven Wit | Panneau Avant Haut Blanc | Vorderwand Glas oben weiss | Panel glass front top white | 56 | 585.2 | 4062321047573 | 6.927 | 5.887 | KG | 130.68 | CDM | 655 | 85 | 1500 | MM | 84039090 | 1 |  |  | X | X | [5 empty] | B
8738211673 | Voorwand Bo | Panneau Avant Bo | Vorderwand BO | Panel front metal Bo | 45 | 244.05 | 4062321109554 | 7.8 | 6 | KG | 130.68 | CDM | 1650 | 660 | 120 | MM | 84039090 | 1 |  |  | X | X | [5 empty] | B
8738211674 | Voorwand Bo | Panneau Avant Bo | Vorderwand BO Glas weiss | Panel front glass white Bo | 56 | 585.2 | 4062321109561 | 8.2 | 6.57 | KG | 130.68 | CDM | 655 | 85 | 1320 | MM | 84039090 | 1 |  |  | X | X | [5 empty] | B
8738211676 | Afdekking Boven Zilver | Revêtement Haut Argent | Abdeckung oben silber | Panel top silver | 42 | 182.04 | 4062321109585 | 3.7 | 3 | KG | 30 | CDM | 800 | 750 | 50 | MM | 84039090 | 1 |  |  | X | X | [5 empty] | B
8738211680 | Platenwisselaar Wpl 15 K1 | Échangeur À Plaques Gwpl 15 K1 | Plattenwärmetauscher Baugruppe WPL 15 K1 | Economiser Bgr. Ers. WPL 15 K1 | 80 | 2049.57 | 4062321123154 | 13.65 | 11.602 | KG | 91.728 | CDM | 520 | 630 | 280 | MM | 84039090 | 1 |  |  | X | X | [5 empty] | B
8738211681 | Platenwisselaar Wpl 25 K1 | Échangeur À Plaques Wpl 25 K1 | Plattenwärmetauscher Baugruppe WPL 25 K1 | Economiser Bgr. Ers. WPL 25 K1 | 85 | 2561.95 | 4062321123161 | 17.528 | 14.898 | KG | 92.297 | CDM | 635 | 510 | 285 | MM | 84189990 | 1 |  |  | X | X | [5 empty] | B
8738211779 | Kabelboom 400V | Faisceau De Câbles 400V | Kabelbaum MPP Hydro E 400V | Cable harness MPP Hydro E 400V | 60 | 775.33 | 4062321217846 | 1.621 | 1.377 | KG | 8.096 | CDM | 325 | 230 | 110 | MM | 84039090 | 1 |  |  | X | X | [5 empty] | B
8738211782 | Bovenmantel Compress 7800I Zilver | Revêtement Haut Argent | Abdeckung oben silber | Panel Assy - T3 - Silver | 38 | 122.17 | 4062321217891 | 3.387 | 3 | KG | 62.4 | CDM | 805 | 50 | 735 | MM | 84189990 | 1 |  |  | X | X | [5 empty] | B
8738211786 | Voorwand Wit | Panneau Avant Blanc | Glasblende geklebt 72-RR-BO-W | Panel Glass Glued 72-RR-BO-W | 58 | 680.95 | 4062321217952 | 9.357 | 6.646 | KG | 63.245 | CDM | 1310 | 627 | 77 | MM | 84039090 | 1 |  |  | X | X | [5 empty] | B
8738211792 | Ontluchter Dn32 | Purgeur Dn32 | Entlüfter DN32 | Air outlet valve Eurovent DN32 | 42 | 182.04 | 4062321223373 | 1.017 | 0.864 | KG | 3.938 | CDM | 275 | 160 | 110 | MM | 84039090 | 1 |  |  | X | X | [5 empty] | B
8738211882 | Traverse 1394 Mm | Traverse 1394 Mm | Traverse 1394 mm | Frame pipe C 4-11 assem. SP | 36 | 102.88 | 4062321259815 | 6 | 1.9 | KG | 5.04 | CDM | 1400 | 60 | 60 | MM | 84039090 | 1 |  |  | X | X | [5 empty] | B
8738211962 | Voorwand Pks Bosch | Panneau Avant Pks Bosch | Vorderwand PKS Bosch komplett | Front cover PKS Bosch complete | 42 | 182.04 | 4062321310462 | 4 | 2.4 | KG | 40.296 | CDM | 730 | 460 | 120 | MM | 84189990 | 1 |  |  | X | X | [5 empty] | B
8738211968 | Compressor Zhw16-Zhw0302P Set | Compresseur Kit Zhw16-Zhw0302P | Kompressor Ersatzset ZHW16-ZHW0302P | Compressor repl. kit ZHW16-ZHW0302P | 88 | 2899.06 | 4062321312800 | 25.8 | 20.7 | KG | 188.496 | CDM | 680 | 660 | 420 | MM | 84148073 | 1 |  |  | X | X | [5 empty] | B
8738212142 | Voorwand Glas Wit | Panneau Avant Verre Blanc | Vorderwand Glas weiss | Front panel glass white RS | 57 | 632.4 | 4062321359003 | 7.1 | 6.035 | KG | 63.245 | CDM | 655 | 80 | 1330 | MM | 84199085 | 1 |  |  | X | X | [5 empty] | B
8738212143 | Voorwand Metaal | Panneau Avant Métal | Vorderwand metall | Front panel metal RS | 45 | 244.05 | 4062321358990 | 8.66 | 6 | KG | 63.245 | CDM | 1310 | 627 | 77 | MM | 84199085 | 1 |  |  | X | X | [5 empty] | B
8738212169 | Voorwand Wit | Panneau Avant Blanc | Vorderwand glas weiss | Panel front glass white | 57 | 632.4 | 4062321360498 | 8.28 | 6.57 | KG | 63.728 | CDM | 650 | 80 | 1325 | MM | 84189990 | 1 |  |  | X | X | [5 empty] | B
8738212372 | Trillingsdemper | Plot Antivibratile | Schwingungsdämpfer | Mass damper | 23 | 27.22 | 4062321405878 | 0.247 | 0.197 | KG | 0.741 | CDM | 130 | 100 | 57 | MM | 40169997 | 1 |  |  | X | X | [5 empty] | B
8738212459 | Ventilator | Ventilateur | Gebläse | Fan | 54 | 493.52 | 4062321530426 | 0.65 | 0.6 | KG | 5.148 | CDM | 220 | 180 | 130 | MM | 84145925 | 1 |  |  | X | X | [5 empty] | B
8738212460 | Verwarmingstape | Ruban Chauffant | Heizband | Heating band | 52 | 416.66 | 4062321530433 | 0.65 | 0.15 | KG | 21 | CDM | 310 | 240 | 17 | MM | 84039090 | 1 |  |  | X | X | [5 empty] | B
8738212461 | Klem | Clip | Clip | Clip | 40 | 145.62 | 4062321530440 | 0.2 | 0.025 | KG | 4.75 | CDM | 250 | 200 | 95 | MM | 84039090 | 1 |  |  | X | X | [5 empty] | B
8738212462 | Beschermdop | Capuchon | Kappe | Cap | 38 | 122.17 | 4062321530457 | 0.055 | 0.05 | KG | 1.872 | CDM | 180 | 130 | 80 | MM | 84039090 | 1 |  |  | X | X | [5 empty] | B
8738212463 | Verdeler | Diffuseur | Diffusor | Diffuser | 53 | 453.07 | 4062321530464 | 39 | 2 | KG | 432 | CDM | 1200 | 800 | 450 | MM | 84189990 | 1 |  |  | X | X | [5 empty] | B
8738212464 | Druksensor 18Bar 4-20Ma | Capteur De Pression 18Bar 4-20Ma | Druckfühler 18bar 4-20mA | Pressure sensor 18bar 4-20mA | 52 | 416.66 | 4062321530471 | 0.084 | 0.08 | KG | 4.75 | CDM | 130 | 90 | 25 | MM | 90262020 | 1 |  |  | X | X | [5 empty] | B
8738212465 | Druksensor 30Bar 4-20Ma | Capteur De Pression 30Bar 4-20Ma | Druckfühler 30bar 4-20mA | Pressure sensor 30bar 4-20mA | 52 | 416.66 | 4062321530488 | 0.084 | 0.08 | KG | 4.75 | CDM | 80 | 100 | 27 | MM | 90262020 | 1 |  |  | X | X | [5 empty] | B
8738212470 | Waterschakelaar | Soupape Différentielle | Wasserschalter | Flow switch | 56 | 585.2 | 4062321530495 | 0.2 | 0.05 | KG | 1.872 | CDM | 320 | 160 | 80 | MM | 84039090 | 1 |  |  | X | X | [5 empty] | B
8738212472 | Durchflussmesser + Temperatuursensor | Débitmètre + Sonde De Température | Durchflussmesser + Temperaturfühler | Flow meter + temperature sensor | 62 | 876.45 | 4062321530518 | 0.2 | 0.1 | KG | 1.872 | CDM | 250 | 190 | 50 | MM | 90261029 | 1 |  |  | X | X | [5 empty] | B
8738212473 | Door Terminal Blauw | Par Le Bleu Terminal | Durchgangsklemme blau | Through terminal blue | 44 | 222.48 | 4062321530525 | 0.26 | 0.016 | KG | 4.75 | CDM | 250 | 200 | 95 | MM | 85369010 | 1 |  |  | X | X | [5 empty] | B
8738212474 | Door Terminal Blauw | Par Le Bleu Terminal | Durchgangsklemme blau | Through terminal blue | 47 | 291.25 | 4062321530532 | 0.2 | 0.05 | KG | 4.75 | CDM | 250 | 200 | 95 | MM | 85369010 | 1 |  |  | X | X | [5 empty] | B
8738212476 | Via Terminal Grijs | Grâce À La Borne Grise | Durchgangsklemme grau | Through terminal grey | 43 | 202.26 | 4062321530549 | 0.16 | 0.01 | KG | 4.75 | CDM | 250 | 200 | 95 | MM | 85369010 | 1 |  |  | X | X | [5 empty] | B
8738212659 | Kabelboom C6-11 Rego 600 | Faisceau De Câbles C6-11 Rego 600 | Kabelbaum C6-11 Rego 600 | Cable Harness C6-11 Rego 600 replacement | 47 | 291.25 | 4062321498955 | 1.652 | 1.35 | KG | 14.581 | CDM | 370 | 225 | 215 | MM | 85444290 | 1 |  |  | X | X | [5 empty] | B
8738212660 | Kabelboom E6-17 Rego 600 | Faisceau De Câbles E6-17 Rego 600 | Kabelbaum E6-17 Rego 600 | Cable harness E6-17 Rego 600 Replacement | 48 | 314.16 | 4062321498962 | 1.552 | 1.25 | KG | 14.581 | CDM | 370 | 225 | 215 | MM | 85444290 | 1 |  |  | X | X | [5 empty] | B
8738212838 | Rego Set 2 Of 2 El. Box C-/Lwm | Rego Set 2 Of 2 El. Box C-/Lwm | Rego Set 2/2 Schaltkasten C-/LWM | Rego Set 2/2 El. box C-/LWM | 65 | 1024.8 | 4062321501686 | 8.643 | 7.346 | KG | 36.637 | CDM | 220 | 135 | 1380 | MM | 85371098 | 1 |  |  | X | X | [5 empty] | B
8738212839 | Rego Set 2/2 Regeltoestel E-/Lw | Rego Set 2/2 Module De Commande E-/Lw | Rego Set 2 von 2 Schaltkasten E-/LW | Rego Set 2 of 2 El. box E-/LW | 66 | 1078.7 | 4062321501693 | 10.95 | 8.95 | KG | 55.184 | CDM | 548 | 530 | 190 | MM | 85371098 | 1 |  |  | X | X | [5 empty] | B
8738212909 | Isolatie | Isolation | Isolierung | Insulation Driptray small | 28 | 47.73 | 4062321491772 | 0.07 | 0.066 | KG | 1.92 | CDM | 800 | 60 | 40 | MM | 40169997 | 1 |  |  | X | X | [5 empty] | B
8738212917 | Printplaat I/O Board V1.7.0 | Circuit Imprimé I/O Board V1.7.0 | Leiterplatte I/O Board V1.7.0 | I/O Board Commercial V1.7.0 | 43 | 202.26 | 4062321510299 | 0.661 | 0.561 | KG | 8.096 | CDM | 320 | 230 | 110 | MM | 85371098 | 1 |  |  | X | X | [5 empty] | B
8738212925 | Cuhp Lw Sp 2.03 | Cuhp Lw Sp 2.03 | Steuereinheit CUHP LW SP 2.03 | HP board LW SP V2.03 | 43 | 202.26 | 4062321512033 | 0.672 | 0.571 | KG | 8.096 | CDM | 320 | 230 | 110 | MM | 85371098 | 1 |  |  | X | X | [5 empty] | B
8738715147 | Kabel Hmi | Câble Hmi | Kabel HMI | Cable HMI | 26 | 36.29 | 4057749399670 | 0.054 | 0.051 | KG | 0.576 | CDM | 180 | 160 | 20 | MM | 85444290 | 1 |  |  | X | X | [5 empty] | B
8738715148 | Kabel Cuhp-Leds | Câble Cuhp-Leds | Kabel CuHP-LEDs | Cable CuHP-LEDs | 22 | 24.96 | 4057749399687 | 0.046 | 0.043 | KG | 0.45 | CDM | 225 | 200 | 10 | MM | 84039090 | 1 |  |  | X | X | [5 empty] | B
8738716132 | Houder Hmi Wh Rood | Support Hmi Wh Rouge | Halter HMI WH rot | Holder HMI WH red | 38 | 122.17 | 4057749409195 | 0.644 | 0.547 | KG | 11.56 | CDM | 400 | 170 | 170 | MM | 84039090 | 1 |  |  | X | X | [5 empty] | B
8738725076 | Waterzeef (10X) | Filtre Eau (10X) | Wassersieb (10x) | Inlet filter (10x) | 18 | 16.32 | 4062321450748 | 0.02 | 0.018 | KG | 0.972 | CDM | 120 | 90 | 90 | MM | 84212100 | 10 |  |  | X | X | [5 empty] | B
87399180110 | Anode | Anode | Anode | Anode | 44 | 222.48 | 4010009708995 | 0.375 | 0.356 | KG | 3.3 | CDM | 440 | 150 | 50 | MM | 84039090 | 1 |  |  | X | X | [5 empty] | B
87485100110 | Zijwand Links | Côté Gauche | Seitenwand links | Side panel left | 45 | 244.05 | 4010009090007 | 11.09 | 9.426 | KG | 79.38 | CDM | 630 | 70 | 1800 | MM | 84189990 | 1 |  |  | X | X | [5 empty] | B
87485100130 | Relais Zp-Ihk | Relais Compresseur Wps 60C | Relais ZP-IHK | Relay ZP-IHK | 27 | 42.05 | 4010009090021 | 0.042 | 0.039 | KG | 0.121 | CDM | 110 | 110 | 10 | MM | 84039090 | 1 |  |  | X | X | [5 empty] | B
87485100140 | Relais | Relais | Relais | Relay | 28 | 47.73 | 4010009090038 | 0.048 | 0.045 | KG | 0.076 | CDM | 70 | 90 | 12 | MM | 84039090 | 1 |  |  | X | X | [5 empty] | B
87485100150 | Aansluitpaneel | Circuit Imprimé | Leiterplatte | Printed circuit main supply | 39 | 132.96 | 4010009094241 | 0.171 | 0.162 | KG | 3.178 | CDM | 310 | 205 | 50 | MM | 84039090 | 1 |  |  | X | X | [5 empty] | B
87485100270 | Weerstand | Corps De Chauffe | Heizeinsatz | Heating element | 43 | 202.26 | 4010009094326 | 1.6 | 1.22 | KG | 0.219 | HL | 585 | 250 | 150 | MM | 84039090 | 1 |  |  | X | X | [5 empty] | B
87485100310 | Achterkant | Habil Ar Wps T | Rückwand | Backpanel | 45 | 244.05 | 4010009094364 | 11.6 | 9.86 | KG | 85.12 | CDM | 640 | 70 | 1900 | MM | 84189990 | 1 |  |  | X | X | [5 empty] | B
87485100710 | Behuizing | Carter | Gehäuse | Cover electrical heater | 25 | 32.89 | 4010009094654 | 1.3 | 0.2 | KG | 0.072 | HL | 320 | 225 | 100 | MM | 84039090 | 1 |  |  | X | X | [5 empty] | B
87485100720 | Expansievat 4,5L Plastic | Vase D´Expansion | Druckausdehnungsgefäß | Expansion vessel 4,5L plastic | 34 | 87.65 | 4010009094661 | 0.968 | 0.822 | KG | 17.899 | CDM | 370 | 225 | 215 | MM | 84798997 | 1 |  |  | X | X | [5 empty] | B
87485100820 | Isolatie | Isolation | Isolierung | Insulation | 19 | 18.48 | 4010009094753 | 0.036 | 0.034 | KG | 0.583 | CDM | 530 | 110 | 10 | MM | 84039090 | 1 |  |  | X | X | [5 empty] | B
87485102030 | Zekeringsautomaat 20A | Disjoncteur Thermique 20A Wps 75C /T | Sicherungsautomat 20A | Safety switch 20A | 31 | 66.74 | 4010009902218 | 0.393 | 0.373 | KG | 3.674 | CDM | 110 | 110 | 170 | MM | 84039090 | 1 |  |  | X | X | [5 empty] | B
87485102040 | Zekeringsautomaat 25A | Disjoncteur Thermique 25 Wps 90T | Sicherungsautomat 25A | Protection switch PKZM0-25 | 39 | 132.96 | 4010009902225 | 0.312 | 0.296 | KG | 0.4 | CDM | 100 | 80 | 50 | MM | 84039090 | 1 |  |  | X | X | [5 empty] | B
87485102120 | Condensator 45µf | Condensateur 45 µf | Kondensator 45µF | Capacitor 45µF | 32 | 73.62 | 4010009902300 | 0.235 | 0.2 | KG | 6.386 | CDM | 140 | 105 | 60 | MM | 84039090 | 1 |  |  | X | X | [5 empty] | B
8750501306 | Bodemplaat | Socle | Bodenplatte | Base Pan | 28 | 47.73 | 4062321236380 | 1.5 | 1.2 | KG | 4.212 | CDM | 780 | 270 | 20 | MM | 84159000 | 1 |  |  | X | X | [5 empty] | B
8750501323 | Kabel Wifi | Câble Wifi | Anschlußleitung WiFi | Lead wire (WIFI) | 12 | 6.06 | 4062321270582 | 0.011 | 0.009 | KG | 0.16 | CDM | 80 | 50 | 40 | MM | 85444290 | 1 |  |  | X | X | [5 empty] | B
8750501330 | 4-Wegklep | Vanne Sélective | 4-Wege-Ventil | Reverse Valve (Assy) | 51 | 384.3 | 4062321270650 | 0.737 | 0.626 | KG | 16.89 | CDM | 551 | 262 | 117 | MM | 84818099 | 1 |  |  | X | X | [5 empty] | B
8750501375 | Printplaat | Circuit Imprimé | Leiterplatte | Control Board Unit | 48 | 314.16 | 4062321271107 | 1.27 | 1.08 | KG | 7.909 | CDM | 370 | 285 | 75 | MM | 85371091 | 1 |  |  | X | X | [5 empty] | B
8750501377 | Printplaat | Circuit Imprimé | Leiterplatte | Control Board Unit | 48 | 314.16 | 4062321271121 | 1.27 | 1.08 | KG | 7.909 | CDM | 370 | 285 | 75 | MM | 85371091 | 1 |  |  | X | X | [5 empty] | B
8750501392 | Reactor | Reactor | Transformator | Reactor | 34 | 87.65 | 4062321271275 | 1.73 | 1.471 | KG | 2.552 | CDM | 135 | 135 | 140 | MM | 84159000 | 1 |  |  | X | X | [5 empty] | B
8750501393 | Sensor | Sonde | Fühler | Thermistor | 22 | 24.96 | 4062321271282 | 0.079 | 0.067 | KG | 1.171 | CDM | 183 | 160 | 40 | MM | 85334010 | 1 |  |  | X | X | [5 empty] | B
8750501399 | Expansieventiel | Détendeur | Expansionsventil | Expan.Valve (Assy) | 29 | 53.54 | 4062321271343 | 0.23 | 0.196 | KG | 2.016 | CDM | 320 | 105 | 60 | MM | 84814090 | 1 |  |  | X | X | [5 empty] | B
8750501405 | Verwarmingskabel | Câble Chauffant | Heizkabel | Heating cable | 22 | 24.96 | 4062321271404 | 0.68 | 0.578 | KG | 8.262 | CDM | 810 | 170 | 60 | MM | 85444290 | 1 |  |  | X | X | [5 empty] | B
8750502005 | Regeltoestel 6101 65 | Appareil De Régulation 6101 65 | Steuereinheit | Control unit | 51 | 384.3 | 4062321444112 | 1.27 | 1.08 | KG | 7.056 | CDM | 360 | 280 | 70 | MM | 85371091 | 1 |  |  | X | X | [5 empty] | B
8750502007 | Regeltoestel 6101 50 | Appareil De Régulation 6101 50 | Steuereinheit | Control unit | 51 | 384.3 | 4062321444136 | 1.27 | 1.08 | KG | 7.056 | CDM | 360 | 280 | 70 | MM | 85371091 | 1 |  |  | X | X | [5 empty] | B
8750502017 | Printplaat compl | Circuit Imprimé Compl | Leiterplatte kompl | Printed circuit board compl | 57 | 632.4 | 4062321442446 | 0.14 | 0.12 | KG | 42 | CDM | 200 | 150 | 55 | MM | 85371091 | 1 |  |  | X | X | [5 empty] | B
87182003650 | Expansieventiel | Robinet | Ventil | Expansion valve TLEX 3,0 R134 A | 46 | 266.98 | 4010009705727 | 0.313 | 0.297 | KG | 0.823 | CDM | 135 | 115 | 53 | MM | 84039090 | 1 |  |  | X | X | [5 empty] | B
87183105660 | Veiligheidsklep 3Bar | Soupape de sécurité 3Bar | Sicherheitsventil 3Bar | safety valve 3Bar | 29 | 53.54 | 4047416947747 | 0.16 | 0.14 | KG | 3.78 | CDM | 270 | 200 | 70 | MM | 84814090 | 1 |  |  | X | X | [5 empty] | B
87183105810 | Temperatuursensor | Sonde de température | Temperaturfühler | Temperature Sensor | 21 | 22.92 | 4047416135335 | 0.009 | 0.008 | KG | 0.042 | CDM | 64 | 33 | 20 | MM | 84039090 | 1 |  |  | X | X | [5 empty] | B
8738207263 | Platenwisselaar Ach 18 - 12P | Echangeur à plaques ACH 18 - 12P | Plattenwärmetauscher ACH 18 - 12P | plate heat exchanger ACH 18 - 12 | 49 | 335.74 | 4054925844429 | 1.57 | 1.334 | KG | 7.232 | CDM | 160 | 400 | 113 | MM | 84039090 | 1 |  |  | X | X | [5 empty] | B
8738207288 | Aansluitkabel Zhw | Câble de raccordement ZHW | Anschlusskabel ZHW | Connecting cable ZHW | 36 | 102.88 | 4054925844665 | 0.45 | 0.427 | KG | 1.848 | CDM | 70 | 220 | 120 | MM | 84039090 | 1 |  |  | X | X | [5 empty] | B
8738207289 | Expansieventiel 1.8C-22 | Détendeur 1.8C-22 | Expansionsventil 1.8C-22 | Expansion valve el.1.3C-19 asm | 50 | 357.33 | 4054925844672 | 0.14 | 0.133 | KG | 1 | CDM | 100 | 100 | 100 | MM | 84039090 | 1 |  |  | X | X | [5 empty] | B
8738207292 | Ontstoringsfilter Emi | Filtre d'anti-parasitage EMI | Entstörfilter EMI | Filter EMI 25 noise circuit boar | 53 | 453.07 | 4054925844702 | 0.84 | 0.714 | KG | 1.984 | CDM | 230 | 115 | 75 | MM | 84039090 | 1 |  |  | X | X | [5 empty] | B
8738211427 | Deksel | Couvercle | Deckel | Cover Buffer DNA top SP | 38 | 122.17 | 4062321000134 | 3.117 | 2.649 | KG | 20.424 | CDM | 800 | 20 | 740 | MM | 84039090 | 1 |  |  | X | X | [5 empty] | B
7738344976 | NE-CP V Keerklep condenspomp | NE-CP V Clapet anti-retour pompe condens | NE-CP V | NE-CP V check valve condensate pump | 31 | 66.74 | 4062321859053 | 0.6 | 0.1 | KG | 3.92 | CDM | 200 | 140 | 140 | MM | 84813099 | 1 |  |  | X | X | [5 empty] | B
8755002219 | Inlaatcombinatie KSG 900 | Groupe de sécurité KSG 900 | Sicherheitsset KSG 900 everp | Safety Set KSG 900 sp | 52 | 416.66 | 4069143189979 | 4.5 | 4.3 | KG | 15.792 | CDM | 470 | 240 | 140 | MM | 84814090 | 1 |  |  | X | X | [5 empty] | B
8755002220 | Isolatie KSG 900 | Isolation KSG 900 | Isolierung KSG 900 everp | Insulation KSG 900 sp | 40 | 145.62 | 4069143189986 | 1 | 0.5 | KG | 9.6 | CDM | 400 | 200 | 120 | MM | 39269097 | 1 |  |  | X | X | [5 empty] | B
8755003622 | Overstortventiel 2" 3bar | Soupape de sécurité 2" 3bar | Sicherheitsventil 2" 3bar everp | Savety valve 2" 3bar sp | 58 | 680.95 | 4069143425879 | 3.52 | 3.2 | KG | 4.998 | CDM | 140 | 140 | 255 | MM | 84814090 | 1 |  |  | X | X | [5 empty] | B
8755003624 | Overstortventiel 2" 6bar | Soupape de sécurité 2" 6bar | Sicherheitsventil 2" 6bar everp | Safety valve 2" 6bar sp | 58 | 680.95 | 4069143425893 | 3.52 | 3.2 | KG | 4.998 | CDM | 140 | 140 | 255 | MM | 84814090 | 1 |  |  | X | X | [5 empty] | B
8755003623 | Overstortventiel 2" 4bar | Soupape de sécurité 2" 4bar | Sicherheitsventil 2" 4bar everp | Safety valve 2" 4bar sp | 58 | 680.95 | 4069143425886 | 3.52 | 3.2 | KG | 4.998 | CDM | 140 | 140 | 255 | MM | 84814090 | 1 |  |  | X | X | [5 empty] | B
8738216562 | Regeling CUHP I/O Board AW V4.20 | Régulation CUHP I/O Board AW V4.20 | Steuereinheit CUHP I/O Board AW V4.20 | CUHP I/O Board AW V4.20 | 43 | 202.26 | 4069143196212 | 0.684 | 0.581 | KG | 8.783 | CDM | 325 | 235 | 115 | MM | 85371098 | 1 |  |  | X | X | [5 empty] | B
8738216560 | CUHP V1.23 Bo/Ju | CUHP V1.23 Bo/Ju | Steuereinheit CUHP V1.23 Bo/Ju | Installer board AW Bo/Ju v1.23 | 52 | 416.66 | 4069143196199 | 0.95 | 0.807 | KG | 8.096 | CDM | 320 | 230 | 110 | MM | 85371098 | 1 |  |  | X | X | [5 empty] | B
8738216561 | CUHP V1.23 IVT/Bu | CUHP V1.23 IVT/Bu | Steuereinheit CUHP V1.23 IVT/Bu | Installer board AW Bu/IVT v1.23 | 52 | 416.66 | 4069143196205 | 0.95 | 0.807 | KG | 8.096 | CDM | 320 | 230 | 110 | MM | 85371098 | 1 |  |  | X | X | [5 empty] | B
8755004156 | Buis set | Tube set | Rohr Warmwasser unten | Pipe Hot water bottom | 41 | 160.45 | 4069143444566 | 0.25 | 0.2 | KG | 12.312 | CDM | 380 | 270 | 120 | MM | 73064020 | 1 |  |  | X | X | [5 empty] | B
8755002921 | Pomp SWiE1W 12MH CH 6H | Pompe SWiE1W 12MH CH 6H | Pumpe SWiE1W 12MH CH 6H | Pump SWiE1W 12MH CH 6H | 72 | 1402.35 | 4069143373316 | 5.937 | 5.046 | KG | 25.134 | CDM | 355 | 240 | 295 | MM | 84137030 | 1 |  |  | X | X | [5 empty] | B
8737606192 | Montagebeugel | Plaque d’accrochage | Wandhalter | Wall mounting bracket | 20 | 20.5 | 4069143184332 | 0.604 | 0.6 | KG | 0.667 | CDM | 432 | 103 | 15 | MM | 83024900 | 1 |  |  | X | X | [5 empty] | B
8750503487 | Printplaat omvormer | Panneau De Commande De L'onduleur | Inverter Leiterplatte | Inverter board | 46 | 266.98 | 4062321782177 | 2.4 | 2.04 | KG | 0.814 | CDM | 185 | 110 | 40 | MM | 85044085 | 1 |  |  | X | X | [5 empty] | B
8738216606 | I/O-module XCU-THH V12.11.1 Bu mt1 | Module d’E-S XCU-THH V12.11.1 Bu mt1 | I/O-Modul XCU-THH Vxxxx Bu mt1 | I/O Module XCU-THH Vxxxx Bu mt1 | 50 | 357.33 | 4069143211069 | 0.8 | 0.6 | KG | 10.791 | CDM | 342 | 232 | 136 | MM | 85371098 | 1 |  |  | X | X | [5 empty] | B
8738216604 | I/O-module XCU-THH V12.11.1 Bu flx | Module d’E-S XCU-THH V12.11.1 Bu flx | I/O-Modul XCU-THH Vxxxx Bu flx | I/O Module XCU-THH Vxxxx Bu flx | 50 | 357.33 | 4069143211045 | 0.8 | 0.6 | KG | 8.327 | CDM | 305 | 210 | 130 | MM | 85371098 | 1 |  |  | X | X | [5 empty] | B
8738216602 | I/O-module XCU-THH V12.11.1 Bo flx | Module d’E-S XCU-THH V12.11.1 Bo flx | I/O-Modul XCU-THH Vxxxx Bo flx | I/O Module XCU-THH Vxxxx Bo flx | 50 | 357.33 | 4069143211021 | 0.8 | 0.6 | KG | 8.327 | CDM | 305 | 210 | 130 | MM | 85371098 | 1 |  |  | X | X | [5 empty] | B
8738216603 | I/O-module XCU-THH V12.11.1 Bo mt1 | Module d’E-S XCU-THH V12.11.1 Bo mt1 | I/O-Modul XCU-THH Vxxxx Bo mt1 | I/O Module XCU-THH Vxxxx Bo mt1 | 50 | 357.33 | 4069143211038 | 0.8 | 0.6 | KG | 8.327 | CDM | 305 | 210 | 130 | MM | 85371098 | 1 |  |  | X | X | [5 empty] | B
8738725772 | Metalen ring | Metallic ring | Metallring | Metallic ring | 19 | 18.48 | 4062321116217 | 0.039 | 0.037 | KG | 0.423 | CDM | 130 | 130 | 25 | MM | 84039090 | 1 |  |  | X | X | [5 empty] | B
8737605552 | Ontstekingskabel | Câble d’allumage | Zündleitung | Ignition cable | 21 | 22.92 | 4062321801236 | 0.103 | 0.1 | KG | 0.936 | CDM | 180 | 140 | 40 | MM | 85446010 | 1 |  |  | X | X | [5 empty] | B
87057001530 | Valwindafleider | Flue gas collector | Abgassammler | Flue gas collector | 37 | 112.45 | 4010009637882 | 1.862 | 1.583 | KG | 33.264 | CDM | 490 | 225 | 355 | MM | 84039090 | 1 |  |  | X | X | [5 empty] | B
8716766537 | Retourleiding Koud Water | Tube Entrée Eau Froide Sanitaire Ballon | Kaltwasserrücklaufrohr | Tank Inlet Pipe | 24 | 29.93 | 4062321434922 | 0.112 | 0.106 | KG | 0.726 | CDM | 230 | 70 | 40 | MM | 74111090 | 1 |  |  | X | X | [5 empty] | B
8738215635 | Pomp Para MAXO 25-130-08 Set (230V) | Pompe Para MAXO 25-130-08 Set (230V) | Pumpe Para MAXO 25-130-08 Sez (230V) | Pump Para MAXO 25-130-08 kit (230V) | 56 | 585.2 | 4062321885069 | 2.55 | 2.3 | KG | 15.625 | CDM | 250 | 250 | 250 | MM | 84137030 | 1 |  |  | X | X | [5 empty] | B
8738215636 | Pomp Para MAXO 25-180-08 Set | Pompe Para MAXO 25-180-08 Set | Pumpe Para MAXO 25-180-08 Set | Pump Para MAXO 25-180-08 kit | 57 | 632.4 | 4062321885076 | 3.54 | 3.25 | KG | 15.625 | CDM | 255 | 255 | 265 | MM | 84137030 | 1 |  |  | X | X | [5 empty] | B
8738216586 | O-Ring 30 x 2.65 mm (10x) | Joint torique 30 x 2.65 mm (10x) | O-Ring 30 x 2.65 mm (10x) | O-ring 30 x 2.65 mm (10x) | 18 | 16.32 | 4069143371480 | 0.008 | 0.007 | KG | 0.099 | CDM | 110 | 180 | 5 | MM | 40169300 | 10 |  |  | X | X | [5 empty] | B
8738215632 | Pomp Para MAXO 25-180-11 + Isolatie | Pompe Para MAXO 25-180-11 + Isolation | Pumpe Para MAXO 25-180-11 + Isolierung | Pump Para MAXO 25-180-11 + Insulation | 59 | 728.13 | 4062321885038 | 3.58 | 3.32 | KG | 15.625 | CDM | 250 | 250 | 250 | MM | 84137030 | 1 |  |  | X | X | [5 empty] | B
8732950440 | BUS-kabel LIN 510 mm | Câble de BUS LIN 510 mm | BUS-Leitung LIN 510 mm | BUS cable LIN 510 mm | 32 | 73.62 | 4062321507329 | 0.021 | 0.016 | KG | 2.268 | CDM | 265 | 200 | 20 | MM | 85444290 | 1 |  |  | X | X | [5 empty] | B
8718578148 | Branderbuis 320kW | Tube de combustion GB402 320kW | Brennerrohr 320kW everp | blast tube 320kW | 78 | 1874.26 | 4047416643601 | 5 | 4 | KG | 51.376 | CDM | 760 | 260 | 260 | MM | 84169000 | 1 |  |  | X | X | [5 empty] | B
87186604860 | Wartelmoer 1 1/4" | Ecrou 1 1/4" | Überwurfmutter 1 1/4" everp | Unit nut 1 1/4 | 29 | 53.54 | 4047416872285 | 0.017 | 0.016 | KG | 0.18 | CDM | 100 | 90 | 20 | MM | 84039090 | 1 |  |  | X | X | [5 empty] | B
8738740038 | Solar Set WPT 270-2 | Accessoire Ext. Systems HP SLB | Zubehör Ext. Systems HP SLB | Accessory Ext. Systems HP SLB | 40 | 145.62 | 4062321715700 | 0.36 | 0.342 | KG | 3.949 | CDM | 250 | 220 | 145 | MM | 85444290 | 1 |  |  | X | X | [5 empty] | B
8750501150 | Ventilatormotor | Moteur | Motor | DC fan motor | 42 | 182.04 | 4062321190095 | 10.5 | 7.4 | KG | 151.47 | CDM | 300 | 300 | 700 | MM | 85013100 | 1 |  |  | X | X | [5 empty] | B
7739832946 | Weergave | Affichage | Anzeige | Duct display & receiver | 20 | 20.5 | 4057749245533 | 0.212 | 0.201 | KG | 3.838 | CDM | 208 | 205 | 90 | MM | 85285900 | 1 |  |  | X | X | [5 empty] | B
8738806761 | Ketelblok CLA DNA 40kW V2 | Bloc chaudière CLA DNA 40kW V2 | Kesselblock CLA DNA 40kW V2 everp | Boiler Block CLA DNA 40kW V2 sp | 96 | 4112.61 | 4062321109073 | 85.8 | 72.93 | KG | 669.33 | CDM | 900 | 670 | 1110 | MM | 84039090 | 1 |  |  | X | X | [5 empty] | B
8755002532 | Circulatiepomp UPM4L K 75W PWM | Pompe UPM4L K 75W PWM | Pumpe UPM4L K 75W PWM | Pump UPM4L K 75W PWM | 45 | 244.05 | 4069143371466 | 2.1 | 1.9 | KG | 3.136 | CDM | 140 | 160 | 140 | MM | 84137030 | 1 |  |  | X | X | [5 empty] | B
8737718608 | Bedieningseenheid HMC310 | Tableau de commande HMC310 | Bedienfeld HMC310 | Control panel HMC310 | 52 | 416.66 | 4069143463390 | 0.38 | 0.361 | KG | 3.907 | CDM | 215 | 158 | 115 | MM | 90321020 | 1 |  |  | X | X | [5 empty] | B
87186452310 | Pijp | Tube | Zuleitung Zuheizer | Pipe Mix.Valve inlet | 41 | 160.45 | 4054925153385 | 1.255 | 1.066 | KG | 11.2 | CDM | 640 | 350 | 50 | MM | 74111090 | 1 |  |  | X | X | [5 empty] | B
87186455190 | Leidinggroep | Conduites de groupe | Rohrgruppe | Pipe assembly | 38 | 122.17 | 4054925152968 | 0.6 | 0.51 | KG | 1.28 | CDM | 320 | 80 | 50 | MM | 74111090 | 1 |  |  | X | X | [5 empty] | B
8755002474 | Set sensor 100L | Sonde Jeu 100L | Set sensor 100L | Set sensor 100L | 27 | 42.05 | 4069143195734 | 235 | 230 | G | 0.64 | CDM | 160 | 80 | 50 | MM | 90251900 | 1 |  |  | X | X | [5 empty] | B
8755002486 | Set sensor 150L | Sonde Jeu 150L | Set sensor 150L | Set sensor 150L | 27 | 42.05 | 4069143195826 | 235 | 230 | G | 0.768 | CDM | 160 | 80 | 60 | MM | 90251900 | 1 |  |  | X | X | [5 empty] | B
8738216967 | Besturingsunit AWS Bo V2.04 | Tableau électrique AWS Bo V2.04 | Steuereinheit AWS Bo V2.04 | Control unit AWS Bo V2.04 | 49 | 335.74 | 4069143461471 | 0.949 | 0.806 | KG | 8.096 | CDM | 320 | 230 | 110 | MM | 85371098 | 1 |  |  | X | X | [5 empty] | B
8738216968 | Besturingsunit SP Bu/Iv V2.04 | Tableau électrique SP Bu/Iv V2.04 | Steuereinheit SP Bu/Iv V2.04 | Control unit SP Bu/Iv V2.04 | 49 | 335.74 | 4069143461488 | 0.934 | 0.793 | KG | 8.501 | CDM | 320 | 231 | 115 | MM | 85371098 | 1 |  |  | X | X | [5 empty] | B
8738216923 | Paneel (Compressor) | Panneau (Compresseur) | Abdeckung (Kompressor) | Cover compressor | 25 | 32.89 | 4069143455500 | 0.011 | 0.01 | KG | 0.1 | CDM | 50 | 50 | 40 | MM | 84149000 | 1 |  |  | X | X | [5 empty] | B
8738216922 | Paneel (Compressor) | Panneau (Compresseur) | Abdeckung (Kompressor) | Cover compressor | 27 | 42.05 | 4069143455494 | 0.011 | 0.01 | KG | 0.1 | CDM | 50 | 50 | 40 | MM | 84149000 | 1 |  |  | X | X | [5 empty] | B
8738216970 | NTC-sensor clip | Clip capteur NTC | Klammer NTC Fühler | Clip NTC sensor | 18 | 16.32 | 4069143462348 | 0.006 | 0.005 | KG | 0.14 | CDM | 70 | 100 | 20 | MM | 73269098 | 1 |  |  | X | X | [5 empty] | B
8737718606 | Bedieningseenheid HPC410 | Tableau de commande HPC410 | Bedienfeld HPC410 | Control panel HPC410 | 53 | 453.07 | 4069143463383 | 0.327 | 0.31 | KG | 3.907 | CDM | 215 | 158 | 115 | MM | 90321020 | 1 |  |  | X | X | [5 empty] | B
8738216966 | Afstandhouder (Set) | Entretoise (Jeu) | Abstandshalter (Set) | Spacer (Kit) | 20 | 20.5 | 4069143462645 | 0.05 | 0.02 | KG | 0.741 | CDM | 130 | 100 | 57 | MM | 84189990 | 1 |  |  | X | X | [5 empty] | B
8737605176 | Pomp SGRE2W 7MH ErP1 9H | Pompe SGRE2W 7MH ErP1 9H | Pumpe SGRE2W 7MH ErP1 9H | Pump SGRE2W 7MH ErP1 9H | 44 | 222.48 | 4062321777098 | 1.281 | 1.088 | KG | 5.04 | CDM | 210 | 160 | 150 | MM | 84137030 | 1 |  |  | X | X | [5 empty] | B
8738806762 | Ketelblok CLA DNA 50kW V2 | Bloc chaudière CLA DNA 50kW V2 | Kesselblock CLA DNA 50kW V2 everp | Boiler Block CLA DNA 50kW V2 sp | 98 | 4530.62 | 4062321109080 | 88.2 | 74.97 | KG | 669.33 | CDM | 900 | 670 | 1110 | MM | 84039090 | 1 |  |  | X | X | [5 empty] | B
8738743069 | Watervalve | Valve d'eau | Wasserarmatur | Water valve | 22 | 24.96 | 4062321876135 | 125 | 112 | G | 0.7 | CDM | 100 | 70 | 100 | MM | 74122000 | 1 |  |  | X | X | [5 empty] | B
8755004495 | Kabel Flowsensor | Câble Capteurs de débit | Kabel Sensor Durchfluss | Cable Sensor flow | 40 | 145.62 | 4069143513231 | 0.25 | 0.2 | KG | 2.915 | CDM | 195 | 130 | 115 | MM | 85444290 | 1 |  |  | X | X | [5 empty] | B
8755004490 | Leiding | Tube | Rohr Kaskade | Pipe cascade | 34 | 87.65 | 4069143513224 | 270 | 170 | G | 2.691 | CDM | 180 | 130 | 115 | MM | 73064020 | 1 |  |  | X | X | [5 empty] | B
8755004491 | Bocht | Coude | Rohrbogen PWC in | Pipe bend PWC in | 42 | 182.04 | 4069143513101 | 0.5 | 0.47 | KG | 4.464 | CDM | 310 | 160 | 90 | MM | 83071000 | 1 |  |  | X | X | [5 empty] | B
8755004492 | Flowsensor 2-40 | Sonde de débit 2-40 | Sensor Durchfluss 2-40 | Sensor flow 2-40 | 45 | 244.05 | 4069143513095 | 0.35 | 0.3 | KG | 3.042 | CDM | 195 | 130 | 120 | MM | 90261029 | 1 |  |  | X | X | [5 empty] | B
8755004493 | Kabelboom | Faisceau de câbles | Kabelbaum | Cable harness | 43 | 202.26 | 4069143513071 | 0.77 | 0.655 | KG | 5.216 | CDM | 305 | 190 | 90 | MM | 85444290 | 1 |  |  | X | X | [5 empty] | B
8755004494 | T-stuk DN15 G1-G3/4-G1/2 | Raccord en T DN15 G1-G3/4-G1/2 | T-Stück DN15 G1-G3/4-G1/2 | T-piece DN15 G1-G3/4-G1/2 | 38 | 122.17 | 4069143513088 | 0.32 | 0.28 | KG | 2.915 | CDM | 195 | 130 | 115 | MM | 74122000 | 1 |  |  | X | X | [5 empty] | B
8755003129 | Mengklep DN20 KVS2,5 | Vanne mélangeuse DN20 KVS2,5 | Mischer Ventil DN20 KVS2,5 everp | Mixer valve DN20 KVS2,5 sp | 42 | 182.04 | 4069143425688 | 0.735 | 0.624 | KG | 4.274 | CDM | 210 | 185 | 110 | MM | 84818099 | 1 |  |  | X | X | [5 empty] | B
8755003130 | Mengventiel DN20 KVS6,3 | Vanne mélangeuse DN20 KVS6,3 | Mischer Ventil DN20 KVS6,3 everp | Mixer valve DN20 KVS6,3 sp | 42 | 182.04 | 4069143425695 | 0.723 | 0.614 | KG | 4.274 | CDM | 210 | 185 | 110 | MM | 84818099 | 1 |  |  | X | X | [5 empty] | B
8755003131 | Mengventiel DN20 KVS8,0 | Vanne mélangeuse DN20 KVS8,0 | Mischer Ventil DN20 KVS8,0 everp | Mixer valve DN20 KVS8,0 sp | 43 | 202.26 | 4069143425701 | 0.69 | 0.586 | KG | 4.274 | CDM | 210 | 185 | 110 | MM | 84818099 | 1 |  |  | X | X | [5 empty] | B
8755003132 | Mengventiel DN32 KVS18 | Vanne mélangeuse DN32 KVS18 | Mischer Ventil DN32 KVS18 everp | Mixer valve DN32 KVS18 sp | 46 | 266.98 | 4069143425718 | 0.984 | 0.836 | KG | 4.158 | CDM | 180 | 210 | 110 | MM | 84818099 | 1 |  |  | X | X | [5 empty] | B
8755003133 | Mixermotor met 2,2m kabel | Moteur de mélangeur avec câble de 2,2m | Mischer Motor mit Kabel 2,2m everp | Mixer Motor with cable 2,2m sp | 48 | 314.16 | 4069143425725 | 0.719 | 0.611 | KG | 4.274 | CDM | 210 | 185 | 110 | MM | 85011093 | 1 |  |  | X | X | [5 empty] | B
8755003134 | Mixermotor met 0,3m kabel | Moteur de mélangeur avec câble de 0,3m | Mischer Motor mit Kabel 0,3m everp | Mixer Motor with cable 0,3m sp | 51 | 384.3 | 4069143425732 | 0.546 | 0.464 | KG | 4.274 | CDM | 210 | 185 | 110 | MM | 85011093 | 1 |  |  | X | X | [5 empty] | B
7736601222 | Isolatie WHY 80/60 | ISOLATION WHY 80/60 | Wärmeschutz WHY 80/60 everp | Insulation WHY 80/60 packed | 39 | 132.96 | 4054925828825 | 1.073 | 0.912 | KG | 40.703 | CDM | 670 | 270 | 225 | MM | 84039090 | 1 |  |  | X | X | [5 empty] | B
87168082020 | Elektrode | Kit de 2 électrodes d'allumage | Elektrode | Electrode | 34 | - | 4010009665007 | 0.03 | 0.009 | KG | 0.097 | CDM | 1000 | 80 | 10 | MM | 84169000 | 1 | Phased out |  | X | X | [5 empty] | B
8755005355 | Gastoevoerpijp | Tuyau d´arrivée gaz | Gaszuführungsrohr | Gas supply pipe | 28 | 47.73 | 4069143468722 | 310 | 290 | G | 0.945 | CDM | 150 | 70 | 90 | MM | 73069000 | 1 |  |  | X | X | [5 empty] | B
8755005360 | Gasregelblok | Bloc gaz | Gasarmatur | Gas valve | 49 | 335.74 | 4069143468784 | 0.93 | 0.7 | KG | 4.383 | CDM | 195 | 155 | 145 | MM | 84818099 | 1 |  |  | X | X | [5 empty] | B
8755005361 | Gasregelblok | Bloc gaz | Gasarmatur | Gas valve | 48 | 314.16 | 4069143468791 | 0.93 | 0.7 | KG | 4.534 | CDM | 195 | 155 | 150 | MM | 84818099 | 1 |  |  | X | X | [5 empty] | B
8755005362 | Gasregelblok | Bloc gaz | Gasarmatur | Gas valve | 48 | 314.16 | 4069143468807 | 0.93 | 0.7 | KG | 4.495 | CDM | 200 | 155 | 145 | MM | 84818099 | 1 |  |  | X | X | [5 empty] | B
8755005364 | Gasregelblok | Bloc gaz | Gasarmatur | Gas valve | 41 | 160.45 | 4069143468821 | 1.1 | 0.9 | KG | 7.7 | CDM | 250 | 220 | 140 | MM | 84818099 | 1 |  |  | X | X | [5 empty] | B
8755005365 | Terugslag beveiliging | Contrôle d´évacuation des gaz brûlés | Abgasüberwachung | Flue gas safety device | 40 | 145.62 | 4069143468838 | 100 | 95 | G | 0.432 | CDM | 120 | 120 | 30 | MM | 90251900 | 1 |  |  | X | X | [5 empty] | B
8738215337 | Zijpaneel (rechts, achter) | Panneau latéral (droit, arrière) | Seitenteil (rechts, hinten) | Side panel (right, back) | 41 | 160.45 | 4062321833374 | 5 | 4.5 | KG | 486 | CDM | 1200 | 810 | 500 | MM | 84189990 | 1 |  |  | X | X | [5 empty] | B
8738213914 | Houder HMI + Kabel LED Bu/IVT (Set) | Support HMI + Câble LED Bu/IVT (Set) | Halterung HMI + Leitung LED Bu/IVT (Set) | Support HMI + Cable LED Bu/IVT (Set) | 38 | 122.17 | 4062321649814 | 0.282 | 0.268 | KG | 8.096 | CDM | 340 | 140 | 45 | MM | 90329000 | 1 |  |  | X | X | [5 empty] | B
8735100838 | Boilerdichting 259x4 voor SL300/400/500 | Joint D259x4mm-SL300/500, 3xD35 | Dichtung D259x4, 3xD35 für THS everp | Gasket D259x4, 3xD35 f THS packed | 36 | 102.88 | 4062321025168 | 0.218 | 0.207 | KG | 0.313 | CDM | 250 | 250 | 5 | MM | 40169300 | 1 |  |  | X | X | [5 empty] | B
8750503446 | Motor ventilator | Moteur | Gebläsemotor | DC fan motor | 33 | 80.64 | 4062321781767 | 0.9 | 0.82 | KG | 0.932 | CDM | 160 | 160 | 160 | MM | 84039090 | 1 |  |  | X | X | [5 empty] | B
8750503449 | Behuizing | Carter | Gebläse | Fan | 19 | 18.48 | 4062321781798 | 0.55 | 0.51 | KG | 4.455 | CDM | 720 | 140 | 140 | MM | 84039090 | 1 |  |  | X | X | [5 empty] | B
8738617964 | RGA-collector 240-310kW V3 | Collecteur de fumées 240-310kW V3 | Abgassammler 240-310kW everp V3 | Exhaust collector 240-310kW V3 | 62 | 876.45 | 4054925000566 | 8.09 | 6.876 | KG | 163.84 | CDM | 640 | 640 | 400 | MM | 84039090 | 1 |  |  | X | X | [5 empty] | B
8738903956 | Pomp 50-100 kW | Pompe 50-100 kW | Pumpe 50-100 kW | Pump 50-100 kW | 60 | 775.33 | 4062321744021 | 3.51 | 3.1 | KG | 21.028 | CDM | 345 | 265 | 230 | MM | 84137030 | 1 |  |  | X | X | [5 empty] | B
27106 | Thermostatisch Mischerventil GB112/29T25 | Ventil mélangeuse thermost. GB112/29T25 | Thermostatisch Mischerventil GB112/29T25 | Thermostatic mixer valve GB112/29T25 | 41 | 160.45 | 4051516000905 | 2.479 | 2.43 | KG | 0.006 | HL | 10 | 10 | 6 | CM | 84039090 | 1 |  |  | X | X | [5 empty] | B
28265 | Aansluitplaat Concentr.80/125 | Adaptateur Conc. DN 80/125mm | Kesselanschlußst. Konz.80/125 | Adapter Conc. DN 80/125mm | 31 | 66.74 | 4051516142759 | 0.5 | 0.4 | KG | 11.948 | CDM | 180 | 225 | 295 | MM | 84039090 | 1 |  |  | X | X | [5 empty] | B
8755002418 | Systeemconroller UI800-CS | Contrôleur système UI800-CS | Systemregler UI800-CS | System controller UI800-CS | 53 | 453.07 | 4069143368954 | 0.389 | 0.3 | KG | 1.629 | CDM | 183 | 168 | 53 | MM | 90321020 | 1 |  |  | X | X | [5 empty] | B
8755002419 | Systeemconroller BC400-HP | Contrôleur système BC400-HP | Systemregler BC400-HP | System controller BC400-HP | 53 | 453.07 | 4069143368961 | 0.45 | 0.3 | KG | 1.629 | CDM | 183 | 168 | 53 | MM | 90321020 | 1 |  |  | X | X | [5 empty] | B
8738216931 | I/O-module XCU-SRH V9.15.0 Uni 4 | Module d’E-S XCU-SRH V9.15.0 Uni 4 | I/O-Modul XCU-SRH V9.15.0 Uni 4 | I/O Module XCU-SRH V9.15.0 Uni 4 | 50 | 357.33 | 4069143459485 | 0.8 | 0.6 | KG | 8.364 | CDM | 300 | 205 | 136 | MM | 85371098 | 1 |  |  | X | X | [5 empty] | B
8738216932 | I/O-module XCU-SRH V9.15.0 Uni 5 | Module d’E-S XCU-SRH V9.15.0 Uni 5 | I/O-Modul XCU-SRH V9.15.0 Uni 5 | I/O Module XCU-SRH V9.15.0 Uni 5 | 50 | 357.33 | 4069143459492 | 0.8 | 0.6 | KG | 8.327 | CDM | 305 | 210 | 130 | MM | 85371098 | 1 |  |  | X | X | [5 empty] | B
8738216933 | I/O-module XCU-SRH V9.15.0 Uni 7 | Module d’E-S XCU-SRH V9.15.0 Uni 7 | I/O-Modul XCU-SRH V9.15.0 Uni 7 | I/O Module XCU-SRH V9.15.0 Uni 7 | 50 | 357.33 | 4069143459508 | 0.8 | 0.6 | KG | 8.327 | CDM | 305 | 210 | 130 | MM | 85371098 | 1 |  |  | X | X | [5 empty] | B
8738216934 | I/O-module XCU-SRH V9.15.0 Uni 10 | Module d’E-S XCU-SRH V9.15.0 Uni 10 | I/O Modul XCU-SRH V9.15.0 Uni 10 | I/O Module XCU-SRH V9.15.0 Uni 10 | 50 | 357.33 | 4069143459515 | 0.8 | 0.6 | KG | 8.327 | CDM | 305 | 210 | 130 | MM | 85371098 | 1 |  |  | X | X | [5 empty] | B
8738216935 | I/O-module XCU-SRH V9.15.0 Uni 12 | Module d’E-S XCU-SRH V9.15.0 Uni 12 | I/O Modul XCU-SRH V9.15.0 Uni 12 | I/O Module XCU-SRH V9.15.0 Uni 12 | 50 | 357.33 | 4069143459522 | 0.8 | 0.6 | KG | 8.327 | CDM | 305 | 210 | 130 | MM | 85371098 | 1 |  |  | X | X | [5 empty] | B
8755004347 | Elektrodenset | Jeu d'électrodes | Elektroden-Set | Electrode kit | 31 | 66.74 | 4069143445525 | 0.172 | 0.163 | KG | 1.176 | CDM | 210 | 140 | 40 | MM | 84169000 | 1 |  |  | X | X | [5 empty] | B
8755005376 | Terugslagbeveiliging | Contrôle d´évacuation des gaz brûlés | Abgasüberwachung | Flue gas safety device | 30 | 59.86 | 4069143469767 | 30 | 28 | G | 0.432 | CDM | 120 | 120 | 30 | MM | 85365019 | 1 |  |  | X | X | [5 empty] | B
8755005378 | Terugslagbeveiliging | Contrôle d´évacuation des gaz brûlés | Abgasüberwachung | Flue gas safety device | 32 | 73.62 | 4069143469781 | 110 | 104 | G | 0.576 | CDM | 160 | 120 | 30 | MM | 90251900 | 1 |  |  | X | X | [5 empty] | B
8755005379 | Terugslagbeveiliging | Contrôle d´évacuation des gaz brûlés | Abgasüberwachung | Flue gas safety device | 25 | 32.89 | 4069143469842 | 32 | 30 | G | 0.675 | CDM | 150 | 150 | 30 | MM | 85365019 | 1 |  |  | X | X | [5 empty] | B
8755005380 | Terugslagbeveiliging | Contrôle d´évacuation des gaz brûlés | Abgasüberwachung | Flue gas safety device | 30 | 59.86 | 4069143469859 | 40 | 38 | G | 0.504 | CDM | 140 | 120 | 30 | MM | 85365019 | 1 |  |  | X | X | [5 empty] | B
8755005381 | Terugslagbeveiliging | Contrôle d´évacuation des gaz brûlés | Abgasüberwachung | Flue gas safety device | 25 | 32.89 | 4069143469866 | 43 | 41 | G | 0.504 | CDM | 140 | 120 | 30 | MM | 85365019 | 1 |  |  | X | X | [5 empty] | B
8755005383 | Temperatuurvoeler | Sonde de température | Temperaturfühler | Temperature sensor | 15 | 10.93 | 4069143469880 | 10 | 9 | G | 0.168 | CDM | 70 | 60 | 40 | MM | 85365019 | 1 |  |  | X | X | [5 empty] | B
8755005384 | Temperatuurvoeler | Sonde de température | Temperaturfühler | Temperature sensor | 15 | 10.93 | 4069143469903 | 12 | 10 | G | 0.245 | CDM | 70 | 70 | 50 | MM | 85365019 | 1 |  |  | X | X | [5 empty] | B
8755005388 | Temperatuurbegrenzer | Limiteur de température | Temperaturbegrenzer | Temperature limiter/ECO | 15 | 10.93 | 4069143469941 | 9 | 8 | G | 0.294 | CDM | 70 | 70 | 60 | MM | 85365019 | 1 |  |  | X | X | [5 empty] | B
8755005391 | Temperatuurbegrenzer 110°C | Limiteur de température 110°C | Temperaturbegrenzer 110°C | Temperature limit 110°C | 15 | 10.93 | 4069143470336 | 11 | 10 | G | 0.192 | CDM | 80 | 60 | 40 | MM | 85365019 | 1 |  |  | X | X | [5 empty] | B
8755005393 | Temperatuurbegrenzer | Limiteur de température | Temperaturbegrenzer | Overheat sensor (ECO) | 15 | 10.93 | 4069143470725 | 9 | 8 | G | 0.048 | CDM | 40 | 40 | 30 | MM | 85365019 | 1 |  |  | X | X | [5 empty] | B
8755005394 | Gasregelblok | Bloc gaz | Gasarmatur | Gas valve | 41 | 160.45 | 4069143470732 | 1.35 | 0.95 | KG | 3.949 | CDM | 150 | 195 | 135 | MM | 84818099 | 1 |  |  | X | X | [5 empty] | B
8755005369 | Terugslagklep | Contrôle d´évacuation des gaz brûlés | Abgasüberwachung | Flue gas safety device | 27 | 42.05 | 4069143469699 | 42 | 39 | G | 0.624 | CDM | 160 | 130 | 30 | MM | 85365019 | 1 |  |  | X | X | [5 empty] | B
8755005374 | Terugslagklep | Contrôle d´évacuation des gaz brûlés | Abgasüberwachung | Flue gas safety device | 37 | 112.45 | 4069143469743 | 35 | 33 | G | 0.504 | CDM | 140 | 120 | 30 | MM | 85365019 | 1 |  |  | X | X | [5 empty] | B
8738217099 | Pompkabel (Wilo Yonos Para HF) | Câble pompe (Wilo Yonos Para HF) | Pumpenkabel (Wilo Yonos Para HF) | Pump cable (Wilo Yonos Para HF) | 29 | 53.54 | 4069143468760 | 0.037 | 0.036 | KG | 0.45 | CDM | 100 | 150 | 30 | MM | 85444290 | 1 |  |  | X | X | [5 empty] | B
63007268 | Isolatie Deur S325 55-70KW | Isolation Porte de brûleur S325 55-70KW | Wärmeschutz S325 55-70 everp | Insulation burner door S325 55-70KW | 49 | 335.74 | 4047416056494 | 5.241 | 4.454 | KG | 28.09 | CDM | 530 | 530 | 100 | MM | 84039090 | 1 |  |  | X | X | [5 empty] | B
5103386 | Brander AE124-28/5 | Grille AE124x 5/28 rempl | Brennrost AE124X 5/28 kpl Ersatz | Burner tray AE124X 28/5 sect. 4 Burner | 62 | 876.45 | 4047416000886 | 10 | 7.103 | KG | 1.012 | HL | 555 | 456 | 400 | MM | 84039090 | 1 |  |  | X | X | [5 empty] | B
7736604555 | Sicherungsstock RX 180-360 S/PV | Porte fusible RX 180-360 S/PV | Sicherungsstock RX 180-360 S/PV | Fuse Holder RX 180-360 S/PV | 24 | - | 8018000397848 | 0.07 | 0.02 | KG | 0.188 | CDM | 62 | 55 | 55 | MM | 85369095 | 1 | Phased out |  | X | X | [5 empty] | B
8738215956 | Display LW Ju Blu HR V.3.15.0 | Écran LW Ju Blu HR V.3.15.0 | Display LW Ju Blu HR V.3.15.0 | Display LW Ju Blu HR V.3.15.0 | 51 | 384.3 | 4062321994990 | 0.847 | 0.719 | KG | 8.596 | CDM | 325 | 230 | 115 | MM | 90321020 | 1 | Wijziging prijsgroep vanaf 01/02/2026, derhalve afwijkend van aangekondigde prijsstijging |  | X | X | [5 empty] | B
8738805355 | Stookoliebrander BE 1.3-18 kpl V2 | brûleur fioul BE 1.3-18 kpl V2 | Ölbrenner BE 1.3-18 kpl V2 everp | Burner Oil BE 1.3-18 kpl V2 sp | 82 | 2265.32 | 4057749757937 | 8.5 | 7.23 | KG | 131.348 | CDM | 495 | 435 | 610 | MM | 84039090 | 1 |  |  | X | X | [5 empty] | B
154700181 | RIE gasklep DUMB 410-01 | Bloc gaz MBDLE 410 B01 S20 | Gasarmatur MBDLE 410 B01 S20 | Gas valve MBDLE 410 B01 S20 | 77 | 1766.39 | 4051516140236 | 4.855 | 4.8 | KG | 0.092 | HL | 200 | 200 | 230 | MM | 84039090 | 1 |  |  | X | X | [5 empty] | B
8738804223 | Rookgaswarmtewisselaar AWR G 1032 | Échangeur thermique AWR G 1032 | Abgaswärmetauscher AWR G 1032 everp | Flue gas heat exchanger AWR G 10 | 131 | 17664 | 4057749382344 | 130 | 110.5 | KG | 14688.878 | CDM | 13550 | 730 | 1485 | MM | 84195080 | 1 |  |  | X | X | [5 empty] | B
8738805357 | Stookoliebrander BE 2.3-30 kpl V2 | Brûleur fioul BE 2.3-30 kpl V2 | Ölbrenner BE 2.3-30 kpl V2 everp | Burner Oil BE 2.3-30 kpl V2 sp | 82 | 2265.32 | 4057749757951 | 14.501 | 12.325 | KG | 142.7 | CDM | 505 | 445 | 635 | MM | 84039090 | 1 |  |  | X | X | [5 empty] | B
8755003518 | Verlengkabel | Câble de rallonge | Verlängerungsleitung | Extension cable | 10 | 3.52 | 4069143427538 | 0.11 | 0.1 | KG | 0.162 | CDM | 180 | 90 | 10 | MM | 85444290 | 1 |  |  | X | X | [5 empty] | B
8755003376 | Chassis 140mm CLC | Châssis 140mm CLC | Kesselunterbau 140mm CLC everp | Boiler Stand 140mm CLC SP | 38 | 122.17 | 4069143427651 | 5.274 | 4.482 | KG | 10 | CDM | 400 | 100 | 250 | MM | 84039090 | 1 |  |  | X | X | [5 empty] | B
54912794 | Buitentemperatuursensor | Sonde de température extérieure | Fühler Außen 50 verp | outside temperature sensor | 27 | 42.05 | 4047416568225 | 0.045 | 0.042 | KG | 0.352 | CDM | 110 | 80 | 40 | MM | 84039090 | 1 |  |  | X | X | [5 empty] | B
5446118 | Dompelhuls R3/4"x80 | Doigt de gant R 3/4"x80mm | Tauchhülse R3/4"x80 | Sensor well R 3/4"x80mm | 23 | 27.22 | 4047416022130 | 0.078 | 0.074 | KG | 0.159 | CDM | 100 | 50 | 35 | MM | 84039090 | 1 |  |  | X | X | [5 empty] | B
8716119754 | Pakking 143mm | Joint 143mm | Dichtung 143mm | Gasket 143mm | 13 | 7.69 | 4057749989376 | 0.171 | 0.162 | KG | 0.453 | CDM | 355 | 255 | 5 | MM | 39269097 | 1 |  |  | X | X | [5 empty] | B
8737709555 | Aardedraad L 190mm | Câble de mise à la terre L 190mm | Kabelbaum GND Kabel | Harness GND cable | 30 | 59.86 | 4057749972125 | 0.008 | 0.007 | KG | 0.095 | CDM | 95 | 50 | 20 | MM | 84039090 | 1 |  |  | X | X | [5 empty] | B
8738714517 | Kabelboom | Le câblage électrique ES.Mécanique w/LED | Verdrahtung P63 D mechanisch mit LED | Wiring P63 D mechanical with LED | 18 | 16.32 | 4057749230560 | 0.034 | 0.032 | KG | 0.078 | CDM | 260 | 30 | 10 | MM | 84039090 | 1 |  |  | X | X | [5 empty] | B
8738903691 | Kabelboom (Boiler intern) | Faisceau de câbles (Ballon intérieur) | Kabelbaum (Speicher intern) | Cable harness (Storage tank internal) | 33 | 80.64 | 4062321680022 | 0.28 | 0.142 | KG | 2.106 | CDM | 190 | 140 | 85 | MM | 85444290 | 1 |  |  | X | X | [5 empty] | B
8738742583 | Flens GCR geemailleerd DRY HE 2000 D80NF | Bride GCR émaillée DRY HE 2000 D80NF | Flansch GCR emailliert DRY HE 2000 D80NF | Flange GCR enameled DRY HE 2000 D80NF | 41 | 160.45 | 4062321842017 | 1.152 | 0.979 | KG | 8.112 | CDM | 565 | 125 | 130 | MM | 85169000 | 1 |  |  | X | X | [5 empty] | B
7739832525 | Montagebeugel | Support | Wandhalter | Installation plate | 15 | 10.93 | 4057749218100 | 0.709 | 0.615 | KG | 3.195 | CDM | 710 | 300 | 15 | MM | 84039090 | 1 |  |  | X | X | [5 empty] | B
63037499 | Waakvlamleiding | Tube veilleuse G244X Honeywell | Zündgasleitung AE244X Honeywell everp | Ignit gas pipe AE244X Honeywell | 34 | 87.65 | 4047416076584 | 0.1 | 0.095 | KG | 0.68 | CDM | 190 | 85 | 53 | MM | 84039090 | 1 |  |  | X | X | [5 empty] | B
8737713349 | Verzamel buis DN125/110 lang | Tube collecteur DN125/110 longue | Sammelrohr DN125/110 lang | Collecting pipe DN125/110 long | 39 | 132.96 | 4062321456436 | 1.555 | 0.696 | KG | 44.16 | CDM | 610 | 355 | 240 | MM | 39174000 | 1 |  |  | X | X | [5 empty] | B
8738901301 | Pakkingset H | Jeu de joints H | Dichtungsset H | Gasket Set H | 37 | 112.45 | 4057749857682 | 0.265 | 0.17 | KG | 1.197 | CDM | 420 | 190 | 15 | MM | 84039090 | 1 |  |  | X | X | [5 empty] | B
5103802 | Brander AE434-13ldn Li | Rampe gaz gauche pour GE 434 13 éléments | Brennrost AE434 13Gld li everp | Burner tray for 13 Sections L.h. | 86 | 2669.83 | 4047416001203 | 38.5 | 32.735 | KG | 332.546 | CDM | 690 | 1530 | 315 | MM | 84039090 | 1 |  |  | X | X | [5 empty] | B
8755005505 | Zonnecollector FT 226-2H / FKT-2W | Capteur solaire FT 226-2H / FKT-2W | Solarkollektor FT 226-2H / FKT-2W | Solar Collector FT 226-2H / FKT-2W | 76 | 1685.5 | 4069143472934 | 50 | 42.5 | KG | 230.757 | CDM | 1165 | 95 | 2085 | MM | 85414300 | 1 |  |  | X | X | [5 empty] | B
8755005506 | Zonnecollector SKT1.0-w / SCM3-h | Capteur solaire SKT1.0-w / SCM3-h | Solarkollektor SKT1.0-w / SCM3-h | Solar Collector SKT1.0-w / SCM3-h | 76 | 1685.5 | 4069143473627 | 50 | 42.5 | KG | 230.757 | CDM | 1165 | 95 | 2085 | MM | 85414300 | 1 |  |  | X | X | [5 empty] | B
8738217096 | Temperatuurbegrenzer Sensata 1NT11L | Limiteur de température Sensata 1NT11L | Temperaturbegrenzer Sensata 1NT11L | Temperature limiter Sensata 1NT11L | 22 | 24.96 | 4069143468036 | 0.006 | 0.005 | KG | 0.35 | CDM | 70 | 100 | 50 | MM | 85365019 | 1 |  |  | X | X | [5 empty] | B
8737715461 | O-ring 34x3 (1 x) | Joint torique 34x3 (1x) | O-Ring 34x3 (1x) | O-ring 34x3 (1x) | 10 | 3.52 | 4069143147429 | 23 | 20 | G | 0.008 | CDM | 140 | 9 | 6 | MM | 40169300 | 1 |  |  | X | X | [5 empty] | B
8755002743 | Systeemcontroller UI800-GC | Contrôleur système UI800-GC | Systemregler UI800-GC | System controller UI800-GC | 53 | 453.07 | 4069143470343 | 0.32 | 0.3 | KG | 1.629 | CDM | 183 | 168 | 53 | MM | 90321020 | 1 |  |  | X | X | [5 empty] | B
8755005192 | Systeemcontroller UI800-CS | Contrôleur système UI800-CS | Systemregler UI800-CS | System controller UI800-CS | 53 | 453.07 | 4069143466919 | 0.389 | 0.3 | KG | 1.629 | CDM | 183 | 168 | 53 | MM | 90321020 | 1 |  |  | X | X | [5 empty] | B
8755005193 | Systeemcontroller BC400-HP | Contrôleur système BC400-HP | Systemregler BC400-HP | System controller BC400-HP | 53 | 453.07 | 4069143466926 | 0.389 | 0.3 | KG | 1.629 | CDM | 183 | 168 | 53 | MM | 90321020 | 1 |  |  | X | X | [5 empty] | B
8738804071 | Flexibele leiding DN25 Lg750 schw | Flexible métallique DN25 Lg750 schw | Metallwellschlauch DN25 Lg750 schw everp | Pipe corrugated steel DN25 Lg750 | 40 | 145.62 | 4057749373311 | 0.807 | 0.685 | KG | 26.245 | CDM | 903 | 168 | 173 | MM | 84039090 | 1 |  |  | X | X | [5 empty] | B
8738804070 | Flexibele leiding DN25 Lg850 schw | Flexible métallique DN25 Lg850 | Metallwellschlauch DN25 Lg850 schw everp | Pipe corrugated steel DN25 Lg850 | 41 | 160.45 | 4057749373304 | 0.86 | 0.731 | KG | 25.839 | CDM | 900 | 165 | 174 | MM | 84039090 | 1 |  |  | X | X | [5 empty] | B
87161112540 | Huls | Douille | Buchse | Collar | 23 | 27.22 | 4010009938026 | 0.861 | 0.86 | KG | 0.469 | CDM | 375 | 250 | 5 | MM | 73269098 | 1 |  |  | X | X | [5 empty] | B
63003191 | Kogelkraan DN32 HS-E VK/RK | Robinet à boisseau DN32 | Kugelhahn DN32 HS-E VK/RK everp | Ball valve DN32 HS-E VK/RK | 48 | 314.16 | 4047416053721 | 3.088 | 2.625 | KG | 5.024 | CDM | 227 | 186 | 119 | MM | 84039090 | 1 |  |  | X | X | [5 empty] | B
8738807572 | Houder Brander VM312 | Support Brûleur VM312 | Halterung Brenner VM312 | Mounting bracket Burner VM312 | 40 | 145.62 | 4062321330972 | 1.413 | 1.201 | KG | 3.973 | CDM | 230 | 220 | 100 | MM | 83024900 | 1 |  |  | X | X | [5 empty] | B
7736701773 | Ign-kit KBR65-3,A21-23,8718577227/..83 | Ign-kit KBR65-3,A21-23,8718577227/..83 | Zündungsset für KBR 65-3 A 21-23 | Ign-kit KBR65-3,A21-23,8718577227/..83 | 40 | 145.62 | 4062321231774 | 0.251 | 0.238 | KG | 0.72 | CDM | 120 | 100 | 60 | MM | 85371098 | 1 | [9 empty] | B
8738216655 | Module MP100 | Module MP100 | Modul MP100 | Module MP100 | 43 | 202.26 | 4069143252338 | 1.05 | 0.9 | KG | 3.938 | CDM | 250 | 150 | 105 | MM | 85371098 | 1 |  |  | X | X | [5 empty] | B
8755003540 | Branderdeur 60kW | Porte brûleur 60kW | Brennertür CLC 60KW everp | Burner door CLC 60KW everp | 56 | 585.2 | 4069143427811 | 15.5 | 13.2 | KG | 33.12 | CDM | 600 | 460 | 120 | MM | 84039090 | 1 |  |  | X | X | [5 empty] | B
8755002744 | Systeemconroller BC400-FO | Contrôleur système BC400-FO | Systemregler BC400-FO | System controller BC400-FO | 53 | 453.07 | 4069143470350 | 0.384 | 0.3 | KG | 1.629 | CDM | 183 | 168 | 53 | MM | 90321020 | 1 |  |  | X | X | [5 empty] | B
8735300933 | Platenwarmtewisselaar 30 | Placa intercambiadora de calor 30 | Plattenwärmetauscher 30 Platten | Plate_heat_exchanger L_DA_30_ASM_1P_TC | 49 | 335.74 | 4062321951658 | 2.085 | 1.772 | KG | 1.328 | CDM | 320 | 110 | 100 | MM | 84195080 | 1 |  |  | X | X | [5 empty] | B
8750502466 | Besturingskast compleet | Carter | Steuerung kompl | Control box compl | 42 | 182.04 | 4062321547974 | 1.8 | 1.53 | KG | 1.596 | CDM | 295 | 185 | 180 | MM | 85371091 | 1 |  |  | X | X | [5 empty] | B
8732919259 | Kabel | Câble | Leitung Verlängerung Abgasfühler 330 eve | Wire Data ext. Gassensor 330 everp | 37 | 112.45 | 4057749791269 | 0.012 | 0.011 | KG | 0.038 | CDM | 250 | 15 | 10 | MM | 84039090 | 1 |  |  | X | X | [5 empty] | B
8737604315 | Brander 24KW | Brûleur 24KW | Brenner 24KW | Burner 24KW | 37 | 112.45 | 4062321487959 | 1.763 | 1.498 | KG | 14.003 | CDM | 335 | 190 | 210 | MM | 84162080 | 1 |  |  | X | X | [5 empty] | B
8738216104 | Afstandhouder 8,4x17x5 (2x) | Entretoise 8,4x17x5 (2x) | Abstandshalter 8,4x17x5 (2x) | Spacer 8,4x17x5 (2x) | 40 | 145.62 | 4069143157435 | 0.003 | 0.002 | KG | 0.198 | CDM | 110 | 180 | 10 | MM | 39269097 | 2 |  |  | X | X | [5 empty] | B
8738215983 | Elektrische bijverwarming 9kW | Chauffage d'appoint électrique 9kW | Elektrischer Zuheizer 9kW | Heater Electric 9kW | 46 | 266.98 | 4069143157084 | 1.9 | 1.8 | KG | 6.863 | CDM | 240 | 215 | 133 | MM | 85161011 | 1 |  |  | X | X | [5 empty] | B
8738216107 | Schroef F-TX20 ST4.2X9.5 (10x) | Vis F-TX20 ST4.2X9.5 (10x) | Schraube F-TX20 ST4.2X9.5 (10x) | Screw F-TX20 ST4.2X9.5 (10x) | 10 | 3.52 | 4069143156667 | 0.011 | 0.01 | KG | 0.396 | CDM | 110 | 180 | 20 | MM | 73181499 | 10 |  |  | X | X | [5 empty] | B
8738216106 | Schroevenset M5x16 Torx (10x) | Jeu des vis M5x16 Torx (10x) | Schrauben-Set M5x16 Torx (10x) | Screw kit M5x16 Torx (10x) | 10 | 3.52 | 4069143156322 | 0.021 | 0.02 | KG | 0.198 | CDM | 110 | 180 | 10 | MM | 73181595 | 10 |  |  | X | X | [5 empty] | B
8738216395 | Ontluchtingsklep | Valve de purge | Entlüftungsventil | Air vent with QC | 15 | 10.93 | 4069143162576 | 0.059 | 0.058 | KG | 0.594 | CDM | 110 | 180 | 30 | MM | 84818099 | 1 |  |  | X | X | [5 empty] | B
8738215991 | Beugel (Grundfos) | Support (Grundfos) | Halterung (Grundfos) | Bracket (Grundfos) | 10 | 3.52 | 4069143157398 | 0.036 | 0.035 | KG | 0.693 | CDM | 110 | 180 | 35 | MM | 83024900 | 1 |  |  | X | X | [5 empty] | B
8738216109 | Logo Bu/Iv | Logo Bu | Logo Bu/Iv | Badge Bu/Iv | 14 | 9.38 | 4069143157015 | 0.042 | 0.001 | KG | 1.751 | CDM | 145 | 115 | 105 | MM | 39199080 | 1 |  |  | X | X | [5 empty] | B
8738216108 | Logo Bo | Logo Bo | Logo Bo | Badge Bo | 14 | 9.38 | 4069143157008 | 0.042 | 0.001 | KG | 1.751 | CDM | 145 | 115 | 105 | MM | 39199080 | 1 |  |  | X | X | [5 empty] | B
8738215968 | Voorpaneel Bo | Panneau avant Bo | Frontabdeckung Bo | Front panel Bo | 34 | 87.65 | 4069143156537 | 3.43 | 2.4 | KG | 83.198 | CDM | 398 | 268 | 780 | MM | 84189990 | 1 |  |  | X | X | [5 empty] | B
8738216254 | Borgveer (3-wegklep) (2x) | Epingle (Vanne 3 voies) (2x) | Haltefeder (3-Wege-Ventil) (2x) | Clip (3-way valve) (2x) | 18 | 16.32 | 4069143160725 | 0.009 | 0.008 | KG | 0.396 | CDM | 110 | 180 | 20 | MM | 73269098 | 2 |  |  | X | X | [5 empty] | B
8738216001 | Trekontlasting | Serre-câble | Zugentlastung | Strain relief | 10 | 3.52 | 4069143157466 | 0.021 | 0.02 | KG | 0.198 | CDM | 110 | 180 | 10 | MM | 39269097 | 1 |  |  | X | X | [5 empty] | B
8738216006 | Kabel comm. module 1500mm | Câble module comm. 1500mm | Kabel Komm.-Modul 1500mm | Comm. Module Cable 1500mm | 27 | 42.05 | 4069143160596 | 0.032 | 0.03 | KG | 0.594 | CDM | 110 | 180 | 30 | MM | 85444290 | 1 |  |  | X | X | [5 empty] | B
8738215989 | Klem | Clip | Klammer | Clip | 10 | 3.52 | 4069143157381 | 0.014 | 0.013 | KG | 0.594 | CDM | 110 | 180 | 30 | MM | 73269098 | 1 |  |  | X | X | [5 empty] | B
8755003054 | Pomp UPM4K 25-75 130PWM | Bomba UPM4K 25-75 130PWM | Pumpe UPM4K 25-75 130PWM | Pump UPM4K 25-75 130PWM | 45 | 244.05 | 4069143400104 | 1.895 | 1.61 | KG | 3.679 | CDM | 145 | 145 | 175 | MM | 84137030 | 1 |  |  | X | X | [5 empty] | B
8738216371 | EPP behuizing compleet | Boîtier EPP complet | Gehäuse EPP komplett | EPP housing complete | 47 | 291.25 | 4069143171813 | 3.5 | 2.1 | KG | 66.307 | CDM | 575 | 454 | 254 | MM | 84199085 | 1 |  |  | X | X | [5 empty] | B
8738216372 | Sierring (blauw) | Bague décorative (bleue) | Zierring (blau) | Decorative ring (blue) | 30 | 59.86 | 4069143171820 | 0.11 | 0.1 | KG | 0.624 | CDM | 210 | 297 | 10 | MM | 84199085 | 1 |  |  | X | X | [5 empty] | B
8738216373 | Netspanningskabel AC | Câble Jeu (PCS | Netzkabel AC | Mains cable AC | 42 | 182.04 | 4069143171837 | 1.5 | 0.5 | KG | 18 | CDM | 400 | 300 | 150 | MM | 85444290 | 1 |  |  | X | X | [5 empty] | B
8738216374 | 3-weg mengkraan | Vanne mélangeuse 3 voies | 3-Wege Mischerventil | 3-way mixing valve | 49 | 335.74 | 4069143171844 | 2 | 1 | KG | 18 | CDM | 400 | 300 | 150 | MM | 84818099 | 1 |  |  | X | X | [5 empty] | B
8738216375 | 3-weg mengkraan | Vanne mélangeuse 3 voies | 3-Wege Mischerventil | 3-way mixing valve | 51 | 384.3 | 4069143171851 | 2 | 1 | KG | 18 | CDM | 400 | 300 | 150 | MM | 84818099 | 1 |  |  | X | X | [5 empty] | B
8738216013 | Zijpaneel links/rechts | Panneau latéral gauche/droit | Seitenwand links/rechts | Side panel left right | 49 | 335.74 | 4069143430880 | 14.6 | 6.5 | KG | 135.062 | CDM | 1836 | 791 | 93 | MM | 84189990 | 1 |  |  | X | X | [5 empty] | B
8738216014 | Voorpaneel Bosch | Panneau avant Bosch | Frontabdeckung Bosch | Panel Front Bosch | 50 | 357.33 | 4069143430903 | 16.6 | 8.5 | KG | 135.282 | CDM | 1839 | 791 | 93 | MM | 84189990 | 1 |  |  | X | X | [5 empty] | B
8738216015 | Voorpaneel Buderus | Panneau avant Buderus | Frontabdeckung Buderus | Panel Front Buderus | 50 | 357.33 | 4069143430897 | 16.6 | 8.5 | KG | 135.062 | CDM | 1836 | 791 | 93 | MM | 84189990 | 1 |  |  | X | X | [5 empty] | B
8738216261 | Overdrukventiel (ontgasser) + clip | Soupape de sécurité (dégazeur) + clip | Sicherheitsventil (Entgaser) + Klammer | Pressure relief valve (degaser) + clip | 24 | 29.93 | 4069143445044 | 0.072 | 0.047 | KG | 0.7 | CDM | 100 | 70 | 100 | MM | 84814090 | 1 |  |  | X | X | [5 empty] | B
8738216260 | Luchtafvoer (ontgasser) X0002270 | Purge d'air (dégazeur) X0002270 | Air vent (degasser) X0002270 | Air_vent Caleffi Degasser X0002270 | 43 | 202.26 | 4069143434079 | 0.7 | 0.68 | KG | 7.2 | CDM | 300 | 200 | 120 | MM | 84213985 | 1 |  |  | X | X | [5 empty] | B
8738216272 | Isolatie (Compressor) SC | Isolation (Compresseur) SC | Isolierung (Kompressor) SC | Insulation (Compressor) SC | 18 | 16.32 | 4069143435014 | 3.1 | 2.55 | KG | 23.001 | CDM | 510 | 410 | 110 | MM | 39269097 | 1 |  |  | X | X | [5 empty] | B
8738216717 | Regelventiel | Soupape de régulation | Elektronisches Stellventil | Control Valve | 42 | 182.04 | 4069143436660 | 0.72 | 0.63 | KG | 1.82 | CDM | 200 | 140 | 65 | MM | 84818099 | 1 |  |  | X | X | [5 empty] | B
8738216289 | Leiding | Tube | Rohr | Pipe | 16 | 12.66 | 4069143434840 | 0.11 | 0.1 | KG | 5.616 | CDM | 360 | 520 | 30 | MM | 40091200 | 1 |  |  | X | X | [5 empty] | B
8738216720 | Behuizing (koudemiddelsensor) | Boîtier (capteur gaz réfrig.) | Gehäuse (Kältemittelsensor) | Casing (Refrig. gas sensor) | 17 | 14.44 | 4069143436691 | 0.173 | 0.12 | KG | 5.107 | CDM | 209 | 164 | 149 | MM | 90279000 | 1 |  |  | X | X | [5 empty] | B
8738216721 | Deksel (Behuizing) | Couvercle (Boîtier) | Deckel (Gehäuse) | Housing Cover Cubic Sensor | 15 | 10.93 | 4069143436707 | 0.14 | 0.07 | KG | 1.82 | CDM | 200 | 140 | 65 | MM | 90279000 | 1 |  |  | X | X | [5 empty] | B
8738216729 | Veerbandklem 27/12 | Collier à ressort 27/12 | Federbandschelle 27/12 | Clamp Spring Band DIN 3021-A-27-12 | 10 | 3.52 | 4069143436745 | 0.012 | 0.011 | KG | 0.396 | CDM | 110 | 180 | 20 | MM | 73269098 | 1 |  |  | X | X | [5 empty] | B
8738216266 | Montageset (Ventilator) SC | Jeu de montage (Ventilateur) SC | Montageset (Gebläse) SC | Mounting set (Fan) SC | 20 | 20.5 | 4069143434109 | 0.042 | 0.041 | KG | 0.396 | CDM | 110 | 180 | 20 | MM | 73181595 | 1 |  |  | X | X | [5 empty] | B
8738216666 | Temperatuursensor NTC 350mm R80 molex | Sonde de température NTC 350mm R80 molex | Temperaturfühler NTC 350mm R80 molex | Temperature sensor NTC 350mm R80 molex | 17 | 14.44 | 4069143436585 | 0.033 | 0.032 | KG | 0.396 | CDM | 110 | 180 | 20 | MM | 90251900 | 1 |  |  | X | X | [5 empty] | B
8738216728 | Veerbandklem 35/12 | Collier à ressort 35/12 | Federbandschelle 35/12 | Spring band clamp 35/12 | 11 | 4.79 | 4069143436738 | 0.017 | 0.016 | KG | 0.396 | CDM | 110 | 180 | 20 | MM | 73269098 | 1 |  |  | X | X | [5 empty] | B
8738216723 | Tule 15,9mm | Passe-fil 15,9mm | Tülle 15,9mm | Grommet 15,9mm | 11 | 4.79 | 4069143436714 | 0.003 | 0.002 | KG | 0.198 | CDM | 110 | 180 | 10 | MM | 39269097 | 1 |  |  | X | X | [5 empty] | B
8738216285 | Slang | Tube flexible | Schlauch | Hose | 23 | 27.22 | 4069143434819 | 0.049 | 0.048 | KG | 1 | CDM | 200 | 250 | 20 | MM | 40094100 | 1 |  |  | X | X | [5 empty] | B
8738216292 | Schroef M5x6 | Vis M5x6 | Schraube M5x6 | Screw M5x6 | 10 | 3.52 | 4069143434857 | 0.003 | 0.002 | KG | 0.396 | CDM | 110 | 180 | 20 | MM | 73181558 | 1 |  |  | X | X | [5 empty] | B
8738216293 | Schroevenset M8x12 (10x) | Jeu des vis M8x12 (10x) | Schrauben-Set M8x12 (10x) | Screw kit M8x12 (10x) | 11 | 4.79 | 4069143434864 | 0.091 | 0.09 | KG | 0.396 | CDM | 110 | 180 | 20 | MM | 73181588 | 10 |  |  | X | X | [5 empty] | B
8738217115 | Sluitring (2x) | Rondelle (2x) | Unterlegscheibe (2x) | Washer (2x) | 12 | 6.06 | 4069143516959 | 0.005 | 0.004 | KG | 0.396 | CDM | 110 | 180 | 20 | MM | 39269097 | 2 |  |  | X | X | [5 empty] | B
8738216265 | Ventilatiewiel 560mm SC | Roue de soufflante 560 | Gebläserad 560mm SC | Impeller Fan 560mm SC | 32 | 73.62 | 4069143434093 | 1.4 | 1.144 | KG | 52.703 | CDM | 585 | 585 | 154 | MM | 84149000 | 1 |  |  | X | X | [5 empty] | B
8738717853 | Switch-element | Switch-element | Schaltelement | Switch-element | 33 | 80.64 | 4057749695765 | 0.32 | 0.25 | KG | 3.949 | CDM | 150 | 195 | 135 | MM | 84039090 | 1 |  |  | X | X | [5 empty] | B
8738715473 | Cover | Cacher | Abdeckung | Cover | 11 | 4.79 | 4057749399168 | 0.003 | 0.002 | KG | 0.08 | CDM | 80 | 40 | 25 | MM | 84039090 | 1 |  |  | X | X | [5 empty] | B
7736700727 | Kabelboom intern 24V | Faisceau de câbles interne 24V | Kabelbaum intern 24V | Harness internal LV | 30 | 59.86 | 4054925889420 | 0.156 | 0.148 | KG | 1.28 | CDM | 200 | 160 | 40 | MM | 84039090 | 1 |  |  | X | X | [5 empty] | B
7724003016 | Turbine | Turbine | Turbine Pelletheizkessel | Fan turbine Pellet boiler SP | 57 | 632.4 | 4069143516980 | 3.12 | 2.86 | KG | 8 | CDM | 200 | 200 | 200 | MM | 84145935 | 1 |  |  | X | X | [5 empty] | B
8738803949 | SAFe40 V4/S07840 US | SAFe40 V4/S07840 US | SAFe40 V4/S07840 everp US | SAFe40 V4/S07840 US | 52 | 416.66 | 4057749335050 | 1.151 | 0.978 | KG | 4.669 | CDM | 225 | 166 | 125 | MM | 84039090 | 1 |  |  | X | X | [5 empty] | B
8735300272 | Stromingsbegrenzer 8-20l/min | Limiteur de débit 8-20 l/min | Durchflussbegrenzer 8-20 l/min | Flow limiter 8-20 l/min | 40 | 145.62 | 4054925760705 | 0.434 | 0.412 | KG | 0.939 | CDM | 75 | 167 | 75 | MM | 84039090 | 1 |  |  | X | X | [5 empty] | B
63007970 | Ontstekings electrode TE 1.1 21/28 | Électrode d'allumage TE 1,1 21/28kW | Zündelektrode TE 1.1-21/28 everp | Ignition electrode TE 1.1 21/28 | 19 | - | 4047416056852 | 0.047 | 0.044 | KG | 0.273 | CDM | 105 | 65 | 40 | MM | 84039090 | 1 | Phased out |  | X | X | [5 empty] | B
1022730 | Kraan DN15 1/2"x3/4" PN16 | Robinet à boule DN15 1/2"x3/4" PN16 | Kugelhahn DN15 1/2"x3/4" PN16 everp | Shut-off ball valve DN15 1/2"x3/4" PN16 | 26 | 36.29 | 4010009235163 | 0.198 | 0.188 | KG | 2.132 | CDM | 187 | 150 | 76 | MM | 84039090 | 1 |  |  | X | X | [5 empty] | B
8737713351 | Externe condensafvoer DN125 | Tube condensat DN125 | Rohr mit Kondensatablauf DN125 | Condensate pipes DN125 | 44 | 222.48 | 4062321456450 | 0.634 | 0.354 | KG | 11.15 | CDM | 270 | 270 | 185 | MM | 39172290 | 1 |  |  | X | X | [5 empty] | B
8737713340 | Flexibele buis DN25 L=1,5m | Tube ondulé DN25 L=1,5m | Wellschlauch DN25 L=1,5m | Corrugated hose DN25 L=1,5m | 26 | 36.29 | 4062321455958 | 0.081 | 0.077 | KG | 3.36 | CDM | 330 | 250 | 50 | MM | 39173300 | 1 |  |  | X | X | [5 empty] | B
8738710960 | Set pakkingen 18L | Jeu de joints 18L | Set Faserdichtung 18L | Set of gaskets 18L | 26 | 36.29 | 4054925805246 | 0.044 | 0.041 | KG | 0.364 | CDM | 280 | 130 | 10 | MM | 84039090 | 1 |  |  | X | X | [5 empty] | B
63026771 | Druk Tester voor Solar Service geval | Contrôleur de pression pour installation | Luftdrucktester für Servicek Solar everp | Air pr tester for service key solar | 27 | 42.05 | 4047416070391 | 0.075 | 0.071 | KG | 0.928 | CDM | 225 | 75 | 55 | MM | 84039090 | 1 |  |  | X | X | [5 empty] | B
8738215997 | Afdekking | Couvercle | Abdeckung | Cover | 22 | 24.96 | 4069143157442 | 0.62 | 0.33 | KG | 16.8 | CDM | 400 | 350 | 120 | MM | 85381000 | 1 |  |  | X | X | [5 empty] | B
8738215972 | Zijpaneel (rechts) Bu/Iv | Panneau latéral (droit) Bu/Iv | Seitenabdeckung (rechts) Bu/Iv | Side panel (right) Bu/Iv | 34 | 87.65 | 4069143156643 | 2.55 | 1.8 | KG | 65.727 | CDM | 735 | 365 | 245 | MM | 84039090 | 1 |  |  | X | X | [5 empty] | B
8738215971 | Zijpaneel (rechts) Bo | Panneau latéral (droit) Bo | Seitenabdeckung (rechts) Bo | Side panel (right) Bo | 30 | 59.86 | 4069143156629 | 2.75 | 2 | KG | 65.727 | CDM | 735 | 365 | 245 | MM | 84039090 | 1 |  |  | X | X | [5 empty] | B
8738215974 | Zijpaneel (links) Bu/Iv | Panneau latéral (gauche) Bu/Iv | Seitenabdeckung (links) Bu/Iv | Side panel (left) Bu/Iv | 34 | 87.65 | 4069143156650 | 2.55 | 1.8 | KG | 65.727 | CDM | 735 | 365 | 245 | MM | 84189990 | 1 |  |  | X | X | [5 empty] | B
8738215973 | Zijpaneel (links) Bo | Panneau latéral (gauche) Bo | Seitenabdeckung (links) Bo | Side panel (left) Bo | 30 | 59.86 | 4069143156636 | 2.75 | 2 | KG | 65.727 | CDM | 735 | 365 | 245 | MM | 84189990 | 1 |  |  | X | X | [5 empty] | B
8738217064 | Slangpilaar | Douille de tuyau | Schlauchanschluss | Hose Connector | 16 | 12.66 | 4069143464960 | 0.013 | 0.012 | KG | 0.594 | CDM | 110 | 180 | 30 | MM | 74122000 | 1 |  |  | X | X | [5 empty] | B
8738216299 | Kabelboom 3 LV SC | Faisceau de câbles 3 LV SC | Kabelbaum 3 LV SC | Cable harness 3 LV SC | 21 | 22.92 | 4069143434956 | 0.041 | 0.03 | KG | 0.788 | CDM | 100 | 75 | 105 | MM | 85444290 | 1 |  |  | X | X | [5 empty] | B
8738216298 | Kabelboom 2 LV SC | Faisceau de câbles 2 LV SC | Kabelbaum 2 LV SC | Cable harness 2 LV SC | 14 | 9.38 | 4069143434949 | 0.11 | 0.069 | KG | 0.788 | CDM | 100 | 75 | 105 | MM | 85444290 | 1 |  |  | X | X | [5 empty] | B
8738216288 | Slang | Tube flexible | Schlauch | Hose | 23 | 27.22 | 4069143434833 | 0.096 | 0.095 | KG | 3.22 | CDM | 350 | 230 | 40 | MM | 40094100 | 1 |  |  | X | X | [5 empty] | B
8738216305 | Ventiel DPF-TS1032-072-RK | Vanne DPF-TS1032-072-RK | Ventil DPF-TS1032-072-RK | Valve DPF-TS1032-072-RK | 22 | 24.96 | 4069143445006 | 0.095 | 0.069 | KG | 0.7 | CDM | 100 | 70 | 100 | MM | 84819000 | 1 |  |  | X | X | [5 empty] | B
8738216766 | Schroevenset (10 x M3.5x8 + 10 x M5x8) | Jeu des vis (10 x M3.5x8 + 10 x M5x8) | Schrauben-Set (10 x M3.5x8 + 10 x M5x8) | Screw kit (10 x M3.5x8 + 10 x M5x8) | 12 | 6.06 | 4069143436684 | 0.041 | 0.04 | KG | 0.396 | CDM | 110 | 180 | 20 | MM | 73181499 | 10 |  |  | X | X | [5 empty] | B
8738216255 | Compressor (Set) | Compresseur (Jeu) | Kompressor (Set) | Compressor (Kit) | 16 | 12.66 | 4069143444962 | 0.071 | 0.07 | KG | 2.5 | CDM | 200 | 250 | 50 | MM | 84149000 | 1 |  |  | X | X | [5 empty] | B
8738216256 | Omvormer RD4011A2-S SC | Onduleur RD4011A2-S SC | Wechselrichter RD4011A2-S SC | Inverter RD4011A2-S SC | 48 | 314.16 | 4069143434055 | 2.78 | 2.4 | KG | 19.319 | CDM | 384 | 234 | 215 | MM | 85044087 | 1 |  |  | X | X | [5 empty] | B
8738216258 | Platenwarmtewisselaar H30-C-44 | Échangeur à plaques H30-C-44 | Plattenwärmetauscher H30-C-44 | Plate heat exchanger H30-C-44 | 46 | 266.98 | 4069143434062 | 4.6 | 4.13 | KG | 22.94 | CDM | 422 | 302 | 180 | MM | 84195080 | 1 |  |  | X | X | [5 empty] | B
8738216279 | Luchtinlaatrooster SC | Grille d'admission d'air SC | Lufteinlassgitter SC | Air intake grille SC Bo | 35 | 95.06 | 4069143436578 | 2.71 | 1.9 | KG | 14.283 | CDM | 690 | 690 | 30 | MM | 84189990 | 1 |  |  | X | X | [5 empty] | B
8738216304 | Platenwarmtewisselaar H30-C-68 | Échangeur à plaques H30-C-68 | Plattenwärmetauscher H30-C-68 | Plate heat exchanger H30-C-68 | 49 | 335.74 | 4069143444993 | 5.9 | 5.53 | KG | 22.94 | CDM | 422 | 302 | 180 | MM | 84195080 | 1 |  |  | X | X | [5 empty] | B
8738216571 | Luchtinlaatrooster SC | Grille d'admission d'air SC | Lufteinlassgitter SC | Air intake grille SC | 36 | 102.88 | 4069143452219 | 2.72 | 1.9 | KG | 14.283 | CDM | 690 | 690 | 30 | MM | 84189990 | 1 |  |  | X | X | [5 empty] | B
8738216724 | Klem (Temperatuursensor) | Clip (Sonde de température) | Klammer (Temperaturfühler) | Clip (Temperature sensor) | 13 | 7.69 | 4069143436721 | 0.004 | 0.003 | KG | 0.396 | CDM | 110 | 180 | 20 | MM | 73269098 | 1 |  |  | X | X | [5 empty] | B
8738217061 | Slangklem 20-32 mm | Collier tube 20-32 mm | Schlauchschelle 20-32 mm | Hose clamp 20-32 mm | 10 | 3.52 | 4069143464939 | 0.015 | 0.014 | KG | 0.594 | CDM | 110 | 180 | 30 | MM | 73269098 | 1 |  |  | X | X | [5 empty] | B
8738217062 | Flens | Bride | Flansch | Flange | 20 | 20.5 | 4069143464946 | 0.231 | 0.23 | KG | 0.594 | CDM | 110 | 180 | 30 | MM | 74122000 | 1 |  |  | X | X | [5 empty] | B
8755003519 | Kabelboom HV | Faisceau de câbles HV | Kabelbaum HV | Cable harness HV | 29 | 53.54 | 4069143427590 | 0.264 | 0.25 | KG | 1.08 | CDM | 200 | 180 | 30 | MM | 85444290 | 1 |  |  | X | X | [5 empty] | B
7100500 | Dichtkappe DN60 | Capot de protection DN 60 | Dichtkappe f.Abgasrohr DN 60 | DICHTKAPPE DN60 | 30 | 59.86 | 4047416102351 | 0.062 | 0.059 | KG | 0.137 | CDM | 70 | 65 | 30 | MM | 84039090 | 1 |  |  | X | X | [5 empty] | B
7746900391 | Veiligheidssensor | Capteur de sécurité | Sicherheitsfühler | Safety sensor | 34 | 87.65 | 4051516158552 | 0.06 | 0.057 | KG | 0.198 | CDM | 110 | 180 | 10 | MM | 84039090 | 1 |  |  | X | X | [5 empty] | B
8738806759 | Ketelblok CLA DNA 22kW V2 | Bloc chaudière CLA DNA 22kW V2 | Kesselblock CLA DNA 22kW V2 everp | Boiler Block CLA DNA 22kW V2 sp | 92 | 3344.02 | 4062321109059 | 63.6 | 54.06 | KG | 542.901 | CDM | 730 | 670 | 1110 | MM | 84039090 | 1 |  |  | X | X | [5 empty] | B
8738216799 | Beugelset (Koelcircuit) | Jeu de montage (Circuit frigorifique) | Halterungs-Set (Kältekreis) | Bracket kit (Refrigeration circuit) | 19 | 18.48 | 4069143398692 | 0.08 | 0.05 | KG | 0.88 | CDM | 160 | 110 | 50 | MM | 73269098 | 1 |  |  | X | X | [5 empty] | B
8755005781 | Kabelboom HV | Faisceau de câbles HV | Kabelbaum HV | Cable Harness HV | 33 | 80.64 | 4069143515730 | 0.3 | 0.265 | KG | 5.233 | CDM | 230 | 70 | 325 | MM | 85444290 | 1 |  |  | X | X | [5 empty] | B
8738216264 | Motor (Ventilator) SC | Moteur (Ventilateur) SC | Antrieb (Gebläse) SC | Motor Fan ZKSN-170-10-3 SC | 38 | 122.17 | 4069143434086 | 2.96 | 2.755 | KG | 12.012 | CDM | 220 | 210 | 260 | MM | 85013100 | 1 |  |  | X | X | [5 empty] | B
8738216699 | Pomp Wilo (Set) | Pompe Wilo (Jeu) | Pumpe Wilo (Set) | Pump Wilo KIT | 43 | 202.26 | 4069143436547 | 1.7 | 1.62 | KG | 3.949 | CDM | 195 | 150 | 135 | MM | 84137030 | 1 |  |  | X | X | [5 empty] | B
8738216700 | Pomp Grundfos (Set) | Pompe Grundfos (Jeu) | Pumpe Grundfos (Set) | Pump Grundfos (Kit) | 43 | 202.26 | 4069143437001 | 1.66 | 1.6 | KG | 3.949 | CDM | 195 | 150 | 135 | MM | 84137030 | 1 |  |  | X | X | [5 empty] | B
8755005366 | Thermokoppel | Contrôle d´évacuation des gaz brûlés | Abgasüberwachung | Flue gas safety device | 38 | 122.17 | 4069143468845 | 87 | 82 | G | 0.54 | CDM | 150 | 120 | 30 | MM | 90251900 | 1 |  |  | X | X | [5 empty] | B
8755005382 | Temperatuursensor | Sonde de température | Temperaturfühler | Temperature sensor | 14 | 9.38 | 4069143469873 | 8 | 7 | G | 0.027 | CDM | 30 | 30 | 30 | MM | 85365019 | 1 |  |  | X | X | [5 empty] | B
8755005385 | Terugslagbeveiliging | Contrôle d´évacuation des gaz brûlés | Abgasüberwachung | Flue gas safety device | 30 | 59.86 | 4069143469910 | 43 | 41 | G | 0.576 | CDM | 160 | 120 | 30 | MM | 85365019 | 1 |  |  | X | X | [5 empty] | B
8755005386 | Maximaalthermostaat | Limiteur de température | Temperaturbegrenzer | Temperature limiter/ECO | 16 | 12.66 | 4069143469927 | 8 | 7 | G | 0.294 | CDM | 70 | 70 | 60 | MM | 85365019 | 1 |  |  | X | X | [5 empty] | B
5830584 | Afdichtingskoord GP 10x10000 | Cordons d’emballage VE GP 10x10000 | Hammerkopfschraube M8x42 | T-head bolt M8x42 | 14 | 9.38 | 4062321318598 | 0.748 | 0.635 | KG | 4.2 | CDM | 350 | 200 | 60 | MM | 84039010 | 1 |  |  | X | X | [5 empty] | B
8737712757 | Schroef M8x42 | Vis M8x42 | Lippendichtung DN60 | Lip seal DN60 | 23 | 27.22 | 4069143138649 | 0.037 | 0.035 | KG | 0.063 | CDM | 90 | 35 | 20 | MM | 73181595 | 1 |  |  | X | X | [5 empty] | B
8755000817 | Lipring DN60 | Joint DN60 | Hauptkabelbaum 24V | Cable harness main 24V | 34 | 87.65 | 4069143160572 | 10 | 9 | KG | 0.038 | CDM | 69 | 69 | 8 | MM | 84039090 | 1 |  |  | X | X | [5 empty] | B
8738216004 | Hoofdkabelboom 24V | Faisceau principal de câbles 24V | Expansionsventil 4-8 | Expansion valve 4-8 | 20 | 20.5 | 4062321899912 | 0.258 | 0.214 | KG | 1.367 | CDM | 145 | 145 | 65 | MM | 85444290 | 1 |  |  | X | X | [5 empty] | B
8738215745 | Expansieventiel 4-8 | Détendeur 4-8 | Expansionsventil 12-15 | Expansion valve 12-15 | 24 | 29.93 | 4062321894139 | 0.051 | 0.048 | KG | 0.077 | CDM | 85 | 45 | 20 | MM | 84819000 | 1 |  |  | X | X | [5 empty] | B
8738215682 | Expansieventiel 12-15 | Détendeur 12-15 | Sicherung (10x) | Fuse (10x) | 17 | 14.44 | 4069143157459 | 0.099 | 0.094 | KG | 0.239 | CDM | 105 | 65 | 35 | MM | 84819000 | 1 |  |  | X | X | [5 empty] | B
8738215999 | Zekering (10x) | Fusible (10x) | Bogen 90° AAS - 3WV | Elbow MnF - 3WV | 16 | 12.66 | 4069143157077 | 0.011 | 0.01 | KG | 0.198 | CDM | 110 | 180 | 10 | MM | 85361010 | 10 |  |  | X | X | [5 empty] | B
8738215980 | Bocht 90° 3WV | Coude 90° 3WV | Gehäuse Plux | Casing Plux | 18 | 16.32 | 4069143366608 | 0.07 | 0.044 | KG | 0.7 | CDM | 100 | 70 | 100 | MM | 39174000 | 1 |  |  | X | X | [5 empty] | B
8738216478 | Behuizing Plux | Carter Plux | Netzleitung XCU 230V | Mains cable XCU 230V | 25 | 32.89 | 4069143160541 | 0.09 | 0.048 | KG | 1.751 | CDM | 145 | 115 | 105 | MM | 90329000 | 1 |  |  | X | X | [5 empty] | B
8738216002 | Netspanningskabel XCU 230V | Câble d'alimentation XCU 230V | Pumpenkabel (Winkelstecker) | Harness Pump Extension | 24 | 29.93 | 4069143160558 | 0.26 | 0.058 | KG | 6.863 | CDM | 240 | 215 | 133 | MM | 85444290 | 1 |  |  | X | X | [5 empty] | B
8738216003 | Pompkabel (haakse stekker) | Câble de pompe (fiche coudée) | Rohr Cu28 (193,1x48,9) | Pipe Cu28 (193,1x48,9) | 30 | 59.86 | 4069143157374 | 0.038 | 0.037 | KG | 1.5 | CDM | 200 | 250 | 30 | MM | 85444290 | 1 |  |  | X | X | [5 empty] | B
8738215987 | Leiding Cu28 (193,1x48,9) | Tube Cu28 (193,1x48,9) | Motor (Umschaltventil) | Motor (Diverter Valve) | 29 | 53.54 | 4069143368084 | 0.43 | 0.35 | KG | 1.82 | CDM | 200 | 140 | 65 | MM | 74111090 | 1 |  |  | X | X | [5 empty] | B
8738216461 | Motor (Omschakelventiel) | Moteur (Vanne d'inversion) | Netzkabel PC0 | Mains cable PC0 | 23 | 27.22 | 4069143157473 | 0.095 | 0.068 | KG | 0.83 | CDM | 103 | 76 | 106 | MM | 85011093 | 1 |  |  | X | X | [5 empty] | B
8738216005 | Netspanningskabel PC0 | Câble d'alimentation PC0 | Anschlussstück U30-30 (Wilo) | Manifold U30-30 (Wilo) | 19 | 18.48 | 4069143157039 | 0.061 | 0.06 | KG | 0.594 | CDM | 110 | 180 | 30 | MM | 85444290 | 1 |  |  | X | X | [5 empty] | B
8738215976 | Aansluitstuk U30-30 (Wilo) | Raccordement U30-30 (Wilo) | Pumpe U30-30 W 8m LIN | Pump U30-30 W 8m LIN | 43 | 202.26 | 4069143157053 | 0.176 | 0.135 | KG | 1.751 | CDM | 145 | 115 | 105 | MM | 84189990 | 1 |  |  | X | X | [5 empty] | B
8738215978 | Pomp U30-30 W 8m LIN | Pompe U30-30 W 8m LIN | Frontabdeckung Bu/Iv | Front panel Bu/Iv | 40 | 145.62 | 4069143156544 | 1.573 | 1.5 | KG | 3.949 | CDM | 195 | 150 | 135 | MM | 84137030 | 1 |  |  | X | X | [5 empty] | B
8738215969 | Voorpaneel Bu/Iv | Panneau avant Bu/Iv | Abdeckung Kommunikationsmodul | Communication Module Cover | 14 | 9.38 | 4069143160626 | 5.53 | 4.5 | KG | 83.198 | CDM | 398 | 268 | 780 | MM | 84189990 | 1 |  |  | X | X | [5 empty] | B
8738216128 | Afdekking comm. Module | Couverture module comm. | Gummi Blindnietmutter (2x) | Rubber blind rivet nut (2x) | 13 | 7.69 | 4069143160633 | 0.022 | 0.02 | KG | 0.99 | CDM | 110 | 180 | 50 | MM | 85177900 | 1 |  |  | X | X | [5 empty] | B
8738216105 | Rubber blindklinkmoer (2x) | Écrou à aveugle en caoutchouc (2x) | Halterung (Wilo) | Bracket (Wilo) | 10 | 3.52 | 4069143157404 | 0.009 | 0.008 | KG | 0.396 | CDM | 110 | 180 | 20 | MM | 74153300 | 2 |  |  | X | X | [5 empty] | B
8738215992 | Beugel (Wilo) | Support (Wilo) | Mutter DIN 1661 M8 (2x) | Nut DIN 1661 M8 (2x) | 10 | 3.52 | 4069143157428 | 0.036 | 0.035 | KG | 0.693 | CDM | 110 | 180 | 35 | MM | 83024900 | 1 |  |  | X | X | [5 empty] | B
8738216103 | Moer DIN 1661 M8 (2x) | Écrou DIN 1661 M8 (2x) | Anschlussstück U30-30 (Grundfos) | Manifold U30-30 (Grundfos) | 18 | 16.32 | 4069143157022 | 0.031 | 0.03 | KG | 0.396 | CDM | 110 | 180 | 20 | MM | 73181692 | 2 |  |  | X | X | [5 empty] | B
8738215975 | Aansluitstuk U30-30 (Grundfos) | Raccordement U30-30 (Grundfos) | Pumpe Pump U30-30 K 7.5m LIN | Pump Pump U30-30 K 7.5m LIN | 43 | 202.26 | 4069143157046 | 0.176 | 0.135 | KG | 1.751 | CDM | 145 | 115 | 105 | MM | 84189990 | 1 |  |  | X | X | [5 empty] | B
8738215977 | Pomp U30-30 K 7.5m LIN | Pompe U30-30 K 7.5m LIN | 3-Wege-Ventil U30-30 24DC | 3-way valve U30-30 24DC | 34 | 87.65 | 4069143157060 | 1.602 | 1.5 | KG | 5.184 | CDM | 180 | 160 | 180 | MM | 84137030 | 1 |  |  | X | X | [5 empty] | B
8738215979 | 3-wegklep U30-30 24DC | Vanne 3 voies U30-30 24DC | Handgriff für Flammenvisier SB everp | Handle for flame visor SP | 32 | 73.62 | 4062321862855 | 0.942 | 0.9 | KG | 1.751 | CDM | 145 | 115 | 105 | MM | 84818099 | 1 |  |  | X | X | [5 empty] | B
8738125894 | Handvat voor vlamviso SB | Poignée pour viso flamme SB | Gasrohr | Gas pipe | 32 | 73.62 | 4062321300593 | 0.2 | 0.15 | KG | 6.75 | CDM | 250 | 150 | 180 | MM | 84039090 | 1 |  |  | X | X | [5 empty] | B
8737712659 | Gaspijp | Tube gaz | Reinigungsdeckel SB 800/1200 ALU | Covering of inspection hole cover SP | 56 | 585.2 | 4062321747220 | 0.47 | 0.325 | KG | 8.55 | CDM | 254 | 229 | 147 | MM | 74111090 | 1 |  |  | X | X | [5 empty] | B
8738124131 | Reinigingsdeksel SB 800/1200 ALU | Trappe de visite SB 800/1200 ALU | Kabelbaum 2 HV SC | Cable harness 2 HV SC | 41 | 160.45 | 4069143434963 | 27.8 | 1.5 | KG | 244.8 | CDM | 1200 | 800 | 255 | MM | 84039090 | 1 |  |  | X | X | [5 empty] | B
8738216300 | Kabelboom 2 HV SC | Faisceau de câbles 2 HV SC | Kabelbaum 1 LV SC | Cable harness 1 LV SC | 36 | 102.88 | 4069143434994 | 0.63 | 0.55 | KG | 3.949 | CDM | 195 | 150 | 135 | MM | 85444290 | 1 |  |  | X | X | [5 empty] | B
8738216301 | Kabelboom 1 LV SC | Faisceau de câbles 1 LV SC | Abdeckung (hydraulischer Anschluss) | Panel (hydraulic connection) | 21 | 22.92 | 4069143436752 | 0.25 | 0.194 | KG | 5.107 | CDM | 209 | 164 | 149 | MM | 85444290 | 1 |  |  | X | X | [5 empty] | B
8738216269 | Paneel (hydraulische aansluiting) | Panneau (raccord hydraulique) | Stopfen Kesselblock BZ everp | Plug BZ | 31 | 66.74 | 4069143375198 | 0.75 | 0.54 | KG | 1.197 | CDM | 420 | 190 | 15 | MM | 84189990 | 1 |  |  | X | X | [5 empty] | B
8755003010 | Stop BZ | Bouchon BZ | Brennertür SB325 50-70kW everp V2 | Burner door SB325 50-70 kW V2 | 56 | 585.2 | 4069143453377 | 0.06 | 0.045 | KG | 0.08 | CDM | 80 | 50 | 20 | MM | 74153900 | 1 |  |  | X | X | [5 empty] | B
8755004386 | Branderdeur SB325 50-70kW V2 | Porte de brûleur SB325 50-70kW V2 | Brennertür SB325 90-115kW V2 everp | Burner door SB325 90-115 kW V2 | 57 | 632.4 | 4069143453384 | 12.407 | 10.545 | KG | 41.76 | CDM | 580 | 120 | 600 | MM | 84039090 | 1 |  |  | X | X | [5 empty] | B
8755004387 | Branderdeur SB 90-115kW V2 | Porte de brûleur SB 90-115kW V2 | Brennertür SB625 145-310 kW V2 everp | Burner door SB625 145-310 kW V2 | 62 | 876.45 | 4069143453391 | 11.445 | 9.728 | KG | 41.76 | CDM | 580 | 120 | 600 | MM | 84039090 | 1 |  |  | X | X | [5 empty] | B
8755004388 | Branderdeur SB 145-310kW V2 | Porte de brûleur SB 145-310kW V2 | Brennertür SB625 400kW V2 everp | Burner door SB625 400 kW V2 | 67 | 1125.92 | 4069143453407 | 38.375 | 32.618 | KG | 137.088 | CDM | 680 | 630 | 320 | MM | 84039090 | 1 |  |  | X | X | [5 empty] | B
8755004389 | Branderdeur SB 400kW V2 | Porte de brûleur SB 400kW V2 | Brennertür SB625 510-640kW V2 everp | Burner door SB625 510-640 kW V2 | 71 | 1348.39 | 4069143453452 | 41.65 | 40 | KG | 137.088 | CDM | 680 | 630 | 320 | MM | 84039090 | 1 |  |  | X | X | [5 empty] | B
8755004390 | Branderdeur SB 510-640KW V2 | Porte de brûleur SB 510-640kW V2 | Reinigungsdeckel D224 50-185 V2 everp | Clean-out cover D224 SB 50-185kW V2 | 40 | 145.62 | 4069143453438 | 60 | 48 | KG | 336 | CDM | 1200 | 800 | 350 | MM | 84039090 | 1 |  |  | X | X | [5 empty] | B
8755004391 | Reinigingsdeksel D224 SB 50-185kW V2 | Trappe de ramonage D224 SB 50-185kW V2 | Reinigungsdeckel D254 240-640kW V2 everp | Clean-out cover D254 SB 240-640kW V2 | 41 | 160.45 | 4069143453445 | 2 | 1.7 | KG | 12.64 | CDM | 395 | 100 | 320 | MM | 84199085 | 1 |  |  | X | X | [5 empty] | B
8755004392 | Reinigingsdeksel D254 SB 240-640kW V2 | Trappe de ramonage D254 SB 240-640kW V2 | Mont-Mat Brennertür SB 50-135kW everp | Mounting materia Burner door SB 50-135kW | 27 | 42.05 | 4069143453414 | 4.506 | 3.83 | KG | 67.586 | CDM | 592 | 387 | 295 | MM | 84199085 | 1 |  |  | X | X | [5 empty] | B
8755004428 | Montagemateriaal branderdeur SB 50-135kW | Materiel montage porte SB 50-135kW | Mont-Mat Brennertür SB 145-640 everp | Inst-mat burner door SB 145-640kW | 30 | 59.86 | 4069143453421 | 0.7 | 0.5 | KG | 0.096 | CDM | 60 | 80 | 20 | MM | 84039090 | 1 |  |  | X | X | [5 empty] | B
8755004429 | Montagemateriaal branderdeur SB 145-640 | Matériel de montage SB 145-640kW | Winkelverschraubung | Elbow fitting | 27 | 42.05 | 4069143522677 | 0.7 | 0.5 | KG | 0.45 | CDM | 150 | 100 | 30 | MM | 84039090 | 1 |  |  | X | X | [5 empty] | B
8738217144 | Haakse koppeling PCU | Raccord coudé | Abdeckung (hydraulische Verbindung) | Panel hydraulic connection | 22 | 24.96 | 4069143452257 | 0.201 | 0.2 | KG | 0.315 | CDM | 70 | 100 | 45 | MM | 74122000 | 1 |  |  | X | X | [5 empty] | B
8738216565 | Afdekking (hydr. verbinding) | Cache (connexion hydr.) | Montageset (Frontabdeckung) | Mounting set (Front panel) SC | 10 | 3.52 | 4069143436608 | 0.75 | 0.54 | KG | 1.197 | CDM | 420 | 190 | 15 | MM | 84189990 | 1 |  |  | X | X | [5 empty] | B
8738216713 | Montageset (Voorpaneel) | Jeu de montage (Panneau avant) | I/O Modul XCU-SRH V14.10.1 Uni 4 3800 | I/O Module XCU-SRH V14.10.1 Uni 4 3800 | 44 | 222.48 | 4069143437216 | 0.006 | 0.005 | KG | 0.594 | CDM | 110 | 180 | 30 | MM | 83024900 | 1 |  |  | X | X | [5 empty] | B
8738216263 | I/O-module XCU-SRH V14.10.2 Uni 4 | Module d’E-S XCU-SRH V14.10.2 Uni 4 | Brenner | Burner | 52 | 416.66 | 4069143445303 | 0.8 | 0.6 | KG | 10.791 | CDM | 342 | 232 | 136 | MM | 85371098 | 1 |  |  | X | X | [5 empty] | B
8755004342 | Brander | Brûleur | SAFe220 V01 everp | SAFe220 V01 spare part | 48 | 314.16 | 4069143452721 | 2.1 | 1.35 | KG | 36.288 | CDM | 360 | 420 | 240 | MM | 84162080 | 1 |  |  | X | X | [5 empty] | B
8755004787 | SAFe220 V01 | SAFe220 V01 | Innenkörper | Heating body | 52 | 416.66 | 4069143520932 | 0.842 | 0.715 | KG | 8.385 | CDM | 300 | 215 | 130 | MM | 85389091 | 1 |  |  | X | X | [5 empty] | B
8755005997 | Warmtewisselaar | Corps de chauffe | Innenkörper | Heating body | 51 | 384.3 | 4069143520949 | 3.081 | 2.618 | KG | 32.076 | CDM | 360 | 220 | 405 | MM | 84195080 | 1 |  |  | X | X | [5 empty] | B
8755005998 | Warmtewisselaar | Corps de chauffe | Innenkörper | Heating body | 50 | 357.33 | 4069143520956 | 3.9 | 3.32 | KG | 35.514 | CDM | 405 | 395 | 222 | MM | 84195080 | 1 |  |  | X | X | [5 empty] | B
8755005999 | Warmtewisselaar | Corps de chauffe | Innenkörper | Heating body | 52 | 416.66 | 4069143520963 | 2.8 | 2.37 | KG | 28.512 | CDM | 360 | 220 | 360 | MM | 84195080 | 1 |  |  | X | X | [5 empty] | B
8755006000 | Warmtewisselaar | Corps de chauffe | Innenkörper | Heating body | 51 | 384.3 | 4069143521038 | 3.9 | 3.6 | KG | 29.106 | CDM | 420 | 210 | 330 | MM | 84195080 | 1 |  |  | X | X | [5 empty] | B
8755006007 | Warmtewisselaar | Corps de chauffe | Innenkörper | Heating body | 52 | 416.66 | 4069143521045 | 3.1 | 2.6 | KG | 28.512 | CDM | 360 | 220 | 360 | MM | 84195080 | 1 |  |  | X | X | [5 empty] | B
8755006008 | Warmtewisselaar | Corps de chauffe | Innenkörper | Heating body | 49 | 335.74 | 4069143521069 | 3.6 | 3.1 | KG | 33.863 | CDM | 430 | 225 | 350 | MM | 84195080 | 1 |  |  | X | X | [5 empty] | B
8755006009 | Warmtewisselaar | Corps de chauffe | Vorlaufrohr | Supply Pipe | 32 | 73.62 | 4069143592809 | 4.2 | 3.5 | KG | 38.808 | CDM | 490 | 220 | 360 | MM | 84195080 | 1 |  |  | X | X | [5 empty] | B
8755006190 | Aanvoerleiding | Tube départ | Tülle (Leitungsführung) | Grommet (Cable Guide) | 15 | 10.93 | 4069143611180 | 0.92 | 0.82 | KG | 30.294 | CDM | 510 | 270 | 220 | MM | 74111090 | 1 |  |  | X | X | [5 empty] | B
8755006471 | Tule (Kabelgeleiding) | Passe-fil (Guide de câble) | Halterung | Clip | 12 | 6.06 | 4069143611197 | 0.05 | 0.04 | KG | 0.22 | CDM | 110 | 40 | 50 | MM | 39269097 | 1 |  |  | X | X | [5 empty] | B
8755006472 | Clip | Clip faisceau | I/O-Modul XCU-SRH V14.10.2 Uni 6 | I/O Module XCU-SRH V14.10.2 Uni 6 | 50 | 357.33 | 4069143437230 | 0.005 | 0.002 | KG | 0.011 | CDM | 25 | 22 | 20 | MM | 39269097 | 1 |  |  | X | X | [5 empty] | B
8738216656 | I/O-module XCU-SRH V14.10.2 Uni 6 | Module d’E-S XCU-SRH V14.10.2 Uni 6 | I/O-Modul XCU-SRH V14.10.2 Uni 8 | I/O Module XCU-SRH V14.10.2 Uni 8 | 50 | 357.33 | 4069143437247 | 0.8 | 0.6 | KG | 10.791 | CDM | 342 | 232 | 136 | MM | 85371098 | 1 |  |  | X | X | [5 empty] | B
8738216657 | I/O-module XCU-SRH V14.10.2 Uni 8 | Module d’E-S XCU-SRH V14.10.2 Uni 8 | Pumpe Para 25-180/6-43/SC 12H kpl sp | Pump Para 25-180/6-43/SC 12H cpl sp | 48 | 314.16 | 4062321993207 | 0.8 | 0.6 | KG | 10.791 | CDM | 342 | 232 | 136 | MM | 85371098 | 1 |  |  | X | X | [5 empty] | B
8732969497 | Pomp Para 25-180/6-43/SC 12H kpl | Pompe Para 25-180/6-43/SC 12H kpl | Anschlusskabel (Ixxat-Modul) | Connecting cable (Ixxat module) | 31 | 66.74 | 4069143619926 | 2.5 | 2 | KG | 2.7 | CDM | 150 | 100 | 180 | MM | 84137030 | 1 |  |  | X | X | [5 empty] | B
8738217317 | Aansluitkabel (Ixxat-module) | Câble de connexion (module Ixxat) | Set Austausch Flow Sensor VTY | Set change flow sensot VTY | 50 | 357.33 | 4069143513248 | 0.181 | 0.18 | KG | 0.875 | CDM | 175 | 250 | 20 | MM | 85444290 | 1 |  |  | X | X | [5 empty] | B
8755004489 | Vervangingsset (Flowsensor) | Kit de remplacement (Sonde de débit) | Gaszuführungsrohr | Pipe - gas supply | 32 | 73.62 | 4069143468449 | 520 | 500 | KG | 7.937 | CDM | 370 | 165 | 130 | MM | 90261029 | 1 |  |  | X | X | [5 empty] | B
8755005347 | Gasleiding | Tube arrivée gaz | Gaszuführungsrohr | Gas supply pipe | 29 | 53.54 | 4069143468463 | 300 | 285 | G | 1.008 | CDM | 160 | 70 | 90 | MM | 73069000 | 1 |  |  | X | X | [5 empty] | B
8755005349 | Gasleiding | Tuyau d´arrivée gaz | Gaszuführungsrohr | Gas supply pipe | 29 | 53.54 | 4069143468661 | 300 | 285 | G | 1.008 | CDM | 160 | 70 | 90 | MM | 73069000 | 1 |  |  | X | X | [5 empty] | B
8755005350 | Gastoevoerpijp | Tuyau d´arrivée gaz | Gaszuführungsrohr | Gas supply pipe | 27 | 42.05 | 4069143468692 | 304 | 288 | G | 1.008 | CDM | 160 | 70 | 90 | MM | 73069000 | 1 |  |  | X | X | [5 empty] | B
8755005353 | Gastoevoerpijp | Tuyau d´arrivée gaz | Halterung K40 4-Pin | Bracket K40 4-Pin | 28 | 47.73 | 4069143609392 | 290 | 270 | G | 1.008 | CDM | 160 | 70 | 90 | MM | 73069000 | 1 |  |  | X | X | [5 empty] | B
8755000988 | Beugel K40 4-Pin | Support K40 4-Pin | Kesselanschlussstück 80/80 | Adaptor 80/80 | 45 | 244.05 | 4047416898445 | 0.07 | 0.05 | KG | 0.899 | CDM | 190 | 86 | 55 | MM | 85369095 | 1 |  |  | X | X | [5 empty] | B
7746900434 | Adapter 80/80 | Adaptateur 80/80 | Anschlussnippel G3/4xR1/2, S-flex everp | Connecting nipple G3/4xR1/2 incl. Gasket | 18 | 16.32 | 4047416056715 | 0.41 | 0.389 | KG | 9.01 | CDM | 360 | 190 | 90 | MM | 84039090 | 1 |  |  | X | X | [5 empty] | B
63007599 | Tepel G3/4xR1/2 | Embout de raccordement G3/4xR1/2 | Weichschaumeinsatz für EK everp | Soft foam insert for Drain valve | 35 | 95.06 | 4047416063416 | 0.329 | 0.313 | KG | 0.443 | CDM | 102 | 79 | 55 | MM | 84039090 | 1 |  |  | X | X | [5 empty] | B
63016721 | Inlegstuk Ledigingskraan | Isolant PR robinet vidange | Rückwand 160 everp | Rear panel 160 | 38 | 122.17 | 4047416063461 | 0.015 | 0.014 | KG | 1.825 | CDM | 232 | 143 | 55 | MM | 84039090 | 1 |  |  | X | X | [5 empty] | B
63016726 | Achterwand 160 | Panneau arrière compl. 160 | Metallwellschlauch RS DN20x391lg everp | Metal corrugated hose RS DN20x391lg | 31 | 66.74 | 4047416064062 | 3.19 | 2.71 | KG | 10.08 | CDM | 840 | 600 | 20 | MM | 84039090 | 1 |  |  | X | X | [5 empty] | B
63017682 | Metalen flexibel RS DN20x391 | Tuyau flexible métallique RS DN20x391 | Metallwellschlauch VS DN20x685lg everp | Metal corrugated hose VS DN20x685lg | 35 | 95.06 | 4047416064079 | 0.472 | 0.448 | KG | 23.651 | CDM | 530 | 255 | 175 | MM | 84039090 | 1 |  |  | X | X | [5 empty] | B
63017683 | Metalen flexibel VS DN20x685lg | Tuyau flexible métallique VS DN20x685 | Metallwellschlauch AB DN16x400lg everp | Metal corrugated hose AB DN16x400lg | 32 | 73.62 | 4047416064086 | 0.52 | 0.442 | KG | 24.528 | CDM | 530 | 260 | 178 | MM | 84039090 | 1 |  |  | X | X | [5 empty] | B
63017684 | Metalen flexibel AB DN16x400 | Tuyau flexible métallique AB DN16x400 | Weichschaumronde D70x20mm everp | Soft foam insert D70x20mm | 30 | 59.86 | 4047416064932 | 0.455 | 0.432 | KG | 14.144 | CDM | 456 | 211 | 147 | MM | 84039090 | 1 |  |  | X | X | [5 empty] | B
63020138 | Inlegstuk D70x20mm | Mousse D70x20mm | Geräteschild S135 everp | Badge Logalux S135 | 18 | 16.32 | 4047416068213 | 0.009 | 0.008 | KG | 0.988 | CDM | 250 | 158 | 25 | MM | 84039090 | 1 |  |  | X | X | [5 empty] | B
63024024 | Toestelplaat S135/S135R | Plaque signaletique S135/S135R | T-Stück G1" VK everp | Tee G1" VK | 39 | 132.96 | 4047416069210 | 0.017 | 0.016 | KG | 97.68 | CCM | 132 | 74 | 10 | MM | 84039090 | 1 |  |  | X | X | [5 empty] | B
63025294 | T-stuk G1" VK | Pièce en T G1" VK compl. | T-Stück G1" RK everp | Tee G1" RK G135 | 39 | 132.96 | 4047416069227 | 0.475 | 0.451 | KG | 3.88 | CDM | 342 | 122 | 93 | MM | 84039090 | 1 |  |  | X | X | [5 empty] | B
63025295 | T-stuk G1" RK | Pièce en T G1" RK G135 compl. | Rohr VK/RK kurz DN20 seitlich everp | Pipe VK/RK short DN20 | 38 | 122.17 | 4047416069234 | 0.473 | 0.449 | KG | 3.235 | CDM | 340 | 122 | 78 | MM | 84039090 | 1 |  |  | X | X | [5 empty] | B
63025308 | Pijp aanvoer/retour kort DN20 | Tube VK/RK court DN20 compl. | Rohr VK/RK lang DN20 seitlich everp | Pipe VK/RK long DN20 | 36 | 102.88 | 4047416069272 | 0.911 | 0.774 | KG | 22.238 | CDM | 54 | 93 | 37 | MM | 84039090 | 1 |  |  | X | X | [5 empty] | B
63025319 | Pijp aanvoer/retour lang DN20 | Tube VK/RK long DN20 compl. | Vorlaufrohr Speicher DN 20 seitl everp | Flow pipe DN20 S135/160 | 35 | 95.06 | 4047416069289 | 0.685 | 0.582 | KG | 0.113 | HL | 773 | 206 | 71 | MM | 84039090 | 1 |  |  | X | X | [5 empty] | B
63025341 | Aanvoerleiding DN20 S135/160 | Tube départ DN20 S135/160 compl. | Rücklaufrohr Speicher DN 20 seitlich | Return pipe DN20 S135/160 | 37 | 112.45 | 4047416069296 | 0.681 | 0.579 | KG | 0.214 | HL | 370 | 285 | 203 | MM | 84039090 | 1 |  |  | X | X | [5 empty] | B
63025342 | Retourleiding DN20 S135/160 | Tube retour DN20 S135/160 compl. | Rückschlagventil Eckform G1IgxG1Ag everp | Non-return valve G1"xG1" S135/160 | 40 | 145.62 | 4047416069302 | 0.352 | 0.334 | KG | 3.773 | CDM | 196 | 175 | 110 | MM | 84039090 | 1 |  |  | X | X | [5 empty] | B
63025343 | Terugslagklep G1"xG1" S135/160 | Clapet anti-retour G1"xG1" S135/S160 | Winkel G3/4 AGxG3/4 Mu everp | Angle G3/4"xG3/4" S135/160 | 36 | 102.88 | 4047416069371 | 0.414 | 0.393 | KG | 0.409 | CDM | 133 | 64 | 48 | MM | 84039090 | 1 |  |  | X | X | [5 empty] | B
63025359 | Hoeksteun G3/4"xG3/4" S135/160 | Coude G3/4"xG3/4" S135/160 compl. | Blende seitlich Speicher 135 everp | Shield sided DHW 135 | 35 | 95.06 | 4047416078472 | 0.16 | 0.152 | KG | 0.189 | CDM | 90 | 60 | 35 | MM | 84039090 | 1 |  |  | X | X | [5 empty] | B
63043918 | Afdekplaat Voorraadvat 135 | Cache Ballon 135 | Blende seitlich Speicher 160 everp | Shield sided DHW 160 | 34 | 87.65 | 4047416078489 | 1.5 | 1.28 | KG | 3.398 | CDM | 930 | 87 | 42 | MM | 84039090 | 1 |  |  | X | X | [5 empty] | B
63043919 | Afdekplaat Voorraadvat 160 | Cache Ballon 160 | Seitenwand Speicher 160 everp | Side panel DHW 160 | 38 | 122.17 | 4047416078496 | 1.198 | 1.018 | KG | 4.067 | CDM | 935 | 87 | 50 | MM | 84039090 | 1 |  |  | X | X | [5 empty] | B
63043920 | Zijpaneel Voorraadvat 160 | Paroie latérale Ballon 160 | Seitenwand Speicher 135 everp | Side panel cylinder 135 | 37 | 112.45 | 4047416078519 | 3.528 | 2.998 | KG | 13.515 | CDM | 850 | 30 | 530 | MM | 84039090 | 1 |  |  | X | X | [5 empty] | B
63043922 | Zijpaneel Voorraadvat 135 | Paroie latérale Ballon 135 | Rückwand Speicher 160 everp | Rear panel DHW 160 cpl | 37 | 112.45 | 4047416078588 | 2.9 | 2.465 | KG | 19.875 | CDM | 750 | 530 | 50 | MM | 84039090 | 1 |  |  | X | X | [5 empty] | B
63043929 | Achterwand Voorraadvat 160 | Dosseret Ballon 160 | Rückwand Speicher 135 everp | Rear panel cylinder 135 | 37 | 112.45 | 4047416078595 | 3.212 | 2.73 | KG | 9.104 | CDM | 843 | 18 | 600 | MM | 84039090 | 1 |  |  | X | X | [5 empty] | B
63043930 | Achterwand Voorraadvat 135 | Dosseret Ballon 135 | Überwurfmutter G3/4x15 D21,7 | Union nut G3/4x15 D21,7 | 17 | 14.44 | 4047416104225 | 2.65 | 2.25 | KG | 7.779 | CDM | 730 | 592 | 18 | MM | 84039090 | 1 |  |  | X | X | [5 empty] | B
7101012 | Wartelmoer G3/4x15 D21,7 | Ecrou raccord G3/4x15 D21,7 | Schraubnippel R1/2XG3/4 37lg vernickelt | Screw nipple R1/2XG3/4 37long | 17 | 14.44 | 4047416104294 | 0.039 | 0.037 | KG | 0.841 | CDM | 113 | 155 | 48 | MM | 84039090 | 1 |  |  | X | X | [5 empty] | B
7101026 | Threaded tepel R1/2XG3/4 37lang | Embout fileté R1/2XG3/4 37long | Tauchhülse R1/2"x200 (1x) everp | Sensor pocket R1/2"x200 (1x) | 35 | 95.06 | 4010009713302 | 0.052 | 0.049 | KG | 0.801 | CDM | 159 | 105 | 48 | MM | 84039090 | 1 |  |  | X | X | [5 empty] | B
87107021110 | Dompelhuls R1/2"x200 (1x) | Douille R1/2"x200 (1x) | Schlauch | Hose | 35 | 95.06 | 4010009545491 | 0.08 | 0.076 | KG | 0.315 | CDM | 210 | 60 | 25 | MM | 84039090 | 1 |  |  | X | X | [5 empty] | B
87107158900 | Slang | Flexible | Schelle (1x) | Clip (1x) | 21 | 22.92 | 4010009843320 | 0.187 | 0.186 | KG | 1.612 | CDM | 270 | 90 | 40 | MM | 84039090 | 1 |  |  | X | X | [5 empty] | B
87113011310 | Klembeugel (1x) | Support (1x) | Isolierung D90x20 | Insulation D90x20 | 23 | 27.22 | 4010009713791 | 0.003 | 0.002 | KG | 0.003 | HL | 50 | 60 | 5 | MM | 84039090 | 1 |  |  | X | X | [5 empty] | B
87123035160 | Isolatie D90x20 | Isolation D90x20 | Klemmfeder (1x) everp | Clamp spring (1x) | 35 | 95.06 | 4010009713319 | 0.07 | 0.05 | KG | 0.3 | CDM | 100 | 150 | 20 | MM | 84039090 | 1 |  |  | X | X | [5 empty] | B
87146060380 | Haarspeldveer (1x) | Ressort (1x) | Abdeckung | Cover | 34 | 87.65 | 4010009266549 | 0.04 | 0.03 | KG | 1.2 | CDM | 990 | 130 | 10 | MM | 84039090 | 1 |  |  | X | X | [5 empty] | B
87155035720 | Afdichting | Couvercle | Fühler Verlängerungskabel Set LT300 | Sensor extension cable kit for LT300 | 31 | 66.74 | 4047416001449 | 0.54 | 0.459 | KG | 10.01 | CDM | 520 | 350 | 55 | MM | 84039090 | 1 |  |  | X | X | [5 empty] | B
5118760 | Voeler Verlengkabel set LT300 | Kit de rallonge de capteur pour LT300 | Feder für Anlegefühler | Clamping spring for contact sensor | 11 | 4.79 | 4047416011950 | 0.36 | 0.342 | KG | 2.533 | CDM | 303 | 209 | 40 | MM | 84039090 | 1 |  |  | X | X | [5 empty] | B
5264432 | Strap voor het voorjaar | Ressort de maintien pour sonde | Isolierungsset für Rippenrohr WT | Insulation set | 21 | 22.92 | 4047416012940 | 0.007 | 0.006 | KG | 0.005 | CDM | 50 | 20 | 5 | MM | 84039090 | 1 |  |  | X | X | [5 empty] | B
5268906 | Isolatie kit | Isolation compl. | O-Ring 21x4 (2x) | 2 O rings 21x4mm | 12 | 6.06 | 4047416012964 | 0.007 | 0.006 | KG | 0.378 | CDM | 93 | 127 | 32 | MM | 84039090 | 1 |  |  | X | X | [5 empty] | B
5268910 | O-ring 21x4 (2x) | Joint torique 21X4 2PCES | Verschraubungsset für Rippenr WT | Screw connection set | 26 | 36.29 | 4047416012971 | 0.015 | 0.003 | KG | 189.225 | CCM | 87 | 87 | 25 | MM | 84039090 | 2 |  |  | X | X | [5 empty] | B
5268912 | Koppeling | LOT PRESSES ETOUPES COMPL. | Gewindestift ISO7434 M10x30 14H A3K | Threaded stud ISO7434 M10x30 14H A3K | 15 | 10.93 | 4047416034096 | 0.145 | 0.138 | KG | 169.2 | CCM | 85 | 55 | 20 | MM | 84039090 | 1 |  |  | X | X | [5 empty] | B
5584628 | Draadstift ISO7434 M10x30 14H A3K | Goujon fileté ISO7434 M10x30 14H A3K | Montageteile H/HT 110 und WH 115 verp | Installation material Mounting bracket | 16 | 12.66 | 4047416056739 | 0.014 | 0.013 | KG | 1.134 | CCM | 27 | 6 | 7 | MM | 84039090 | 1 |  |  | X | X | [5 empty] | B
63007624 | Montagemateriaal H/HT 110 / WH 115 | Materiel montage HT110 | Weichschaumronde f Anode everp | Soft foam insert for anode | 25 | 32.89 | 4047416058900 | 0.132 | 0.125 | KG | 286.7 | CCM | 122 | 94 | 25 | MM | 84039090 | 1 |  |  | X | X | [5 empty] | B
63011351 | Zachtschuiminzetstuk voor anode | Mousse pour anode | Führungsdraht für WW-Fühler 132mm everp | Lead wire 132mm lg for warm water sensor | 18 | 16.32 | 4047416558264 | 0.01 | 0.009 | KG | 0.465 | CDM | 155 | 120 | 25 | MM | 84039090 | 1 |  |  | X | X | [5 empty] | B
63018202 | Geleidingsdraad 132 mm lang | Fil conducteur longueur 132mm | Geräteschild R=776 Logalux L everp | Badge R=776 Logalux L | 18 | 16.32 | 4047416074542 | 0.015 | 0.003 | KG | 156.24 | CCM | 124 | 105 | 12 | MM | 84039090 | 1 |  |  | X | X | [5 empty] | B
63032917 | Typeplaat Logalux L | Plaque signalétique Logalux L 135-200/1 | Metallwellschlauch DN25 585mm everp | Metal corrugated hose DN25 585mm | 36 | 102.88 | 4047416086163 | 0.031 | 0.029 | KG | 0.666 | CDM | 226 | 176 | 17 | MM | 84039090 | 1 |  |  | X | X | [5 empty] | B
67901384 | Metalen flexibel DN25 585mm | Tubul flexible DN25 L585 | Metallwellschlauch DN25 700mm everp | Metal corrugated hose DN25 700mm | 37 | 112.45 | 4047416086187 | 0.263 | 0.25 | KG | 7.528 | CDM | 781 | 153 | 63 | MM | 84039090 | 1 |  |  | X | X | [5 empty] | B
67901386 | Metalen flexibel DN25 700mm | Tuyau flexible métallique DN25 700mm | Metallwellschlauch DN25 750mm everp | Metal corrugated hose DN25 750mm | 38 | 122.17 | 4047416086194 | 0.451 | 0.428 | KG | 7.909 | CDM | 780 | 155 | 65 | MM | 84039090 | 1 |  |  | X | X | [5 empty] | B
67901387 | Metalen flexibel DN25 750mm | Tuyau flexible métallique DN25 750mm | Scheibe ISO 7089 A10,5 A3K (10X) | Washer ISO 7089-st 10,5x2,0mm (10X) | 27 | 42.05 | 4047416664194 | 0.478 | 0.454 | KG | 8.32 | CDM | 800 | 160 | 65 | MM | 84039090 | 1 |  |  | X | X | [5 empty] | B
7747022052 | Onderlegring ISO 7089 A10,5 A3K (10X) | Rondelle ISO 7089 A10,5 A3K (10X) | Flügelschraube DIN316-M10x40-St (2x) | Screw thumbDIN316-M10x40-St (2x) | 24 | 29.93 | 4047416770055 | 0.015 | 0.005 | KG | 0.208 | CDM | 160 | 130 | 10 | MM | 84039090 | 10 |  |  | X | X | [5 empty] | B
7747027554 | Duimschroef DIN316-M10x40-St (2x) | Kit vis à ailettes DIN316-M10x40-St (2x) | Weichschaumronde D55x20 everp | Soft foam insert D55x20 everp | 41 | 160.45 | 4047416744001 | 0.108 | 0.102 | KG | 0.098 | CDM | 70 | 70 | 20 | MM | 84039090 | 2 |  |  | X | X | [5 empty] | B
7747027632 | Inlegstuk D55x20mm | Mousse D55x20mm | Seitenwand L200/2R everp | side panel L200/2R everp | 47 | 291.25 | 4047416766430 | 0.01 | 0.009 | KG | 0.63 | CDM | 210 | 150 | 20 | MM | 84039090 | 1 |  |  | X | X | [5 empty] | B
7747027664 | Zijwand L200/2 | PANNEAU LAT DROIT L200/2R | Luftabscheider "Flamcovent" G1 everp | Air separator "Flamcovent" G1 cpl | 50 | 357.33 | 4047416754789 | 6.2 | 5.8 | KG | 94.694 | CDM | 1090 | 695 | 125 | MM | 84039090 | 1 |  |  | X | X | [5 empty] | B
7747028174 | Luchtafscheider "Flamcovent" G1 | Séperateur air "Flamcovent" G1 cpl. | Flanschabdeckung Kunststoff | GL Flange cover Plastic 4521144130 | 40 | 145.62 | 4047416312019 | 2.15 | 2.1 | KG | 4.032 | CDM | 210 | 160 | 120 | MM | 84798997 | 1 |  |  | X | X | [5 empty] | B
7747203154 | GL Flange cover Plastic 4521144130 | Flanschabdeckung Kunststoff | Haube weiss neutral 290 - 450 | HOOD white neutral 290 - 450 | 40 | 145.62 | 4010009170051 | 0.55 | 0.5 | KG | 1003.003 | CDM | 1001 | 1001 | 1001 | MM | 84039090 | 1 |  |  | X | X | [5 empty] | B
87182209280 | Afdekkap wit 290 - 450 | COUVERCLE BALLON 290 - 450 | Deckel Ø551mm | Cover | 48 | 314.16 | 4047416299624 | 1.97 | 1.674 | KG | 54.872 | CDM | 760 | 760 | 95 | MM | 84039090 | 1 |  |  | X | X | [5 empty] | B
87182235840 | Deksel Ø551mm | Couvercle Ø551mm | Entlüftungsstopfen 3/8" | Venting Grommet 3/8" | 28 | 47.73 | 4047416742809 | 1 | 0.7 | KG | 23.52 | CDM | 560 | 560 | 75 | MM | 84039090 | 1 |  |  | X | X | [5 empty] | B
87182240800 | Ontluchtingsplug 3/8 | Bouchon d'aération 3/8" | Lackstift BBT-Weiß VZF 37351 12ml everp | Paint pen BBT-white VZF 37351 12ml | 25 | 32.89 | 4051516284534 | 0.025 | 0.023 | KG | 0.175 | CDM | 100 | 70 | 25 | MM | 84039090 | 1 |  |  | X | X | [5 empty] | B
8718584684 | Lakstift BBT- wit 12ml | Crayon pour retouche vernis BBT- blanc | Lacksprühd. BBT-weiß VZF37351 400ml ever | Paint spray can BBTwhite VZF 37351 400ml | 34 | 87.65 | 4051516284541 | 0.031 | 0.029 | KG | 0.05 | CDM | 20 | 25 | 100 | MM | 84039090 | 1 |  |  | X | X | [5 empty] | B
8718584685 | Doosje lak VZF 37351 400ml wit | Laque gaseuse VZF 37351 400ml blanc | Adapter Rep-Set R1 1/4 PB2 everp | Adaptor Rep-Set R1 1/4 PB2 | 45 | 244.05 | 4054925591118 | 0.413 | 0.392 | KG | 0.902 | CDM | 68 | 68 | 195 | MM | 84039090 | 1 |  |  | X | X | [5 empty] | B
8735100087 | Adapter Reparatie Kit R1 1/4 PB2 | Raccord Kit de réparation R1 1/4 PB2 | Adapter Rep-Set R1 PB2 everp | Adaptor Rep-Set R1 PB2 | 43 | 202.26 | 4054925591125 | 0.32 | 0.304 | KG | 0.9 | CDM | 150 | 100 | 60 | MM | 84039090 | 1 |  |  | X | X | [5 empty] | B
8735100088 | Adapter Reparatie Kit R1 PB2 | Raccord Kit de réparation R1 PB2 | Adapter Rep-Set R1/2 PB2 everp | Adaptor Rep-Set R1/2 PB2 | 40 | 145.62 | 4054925591132 | 0.224 | 0.212 | KG | 0.9 | CDM | 100 | 150 | 60 | MM | 84039090 | 1 |  |  | X | X | [5 empty] | B
8735100089 | Adapter Reparatie Kit R1/2 PB2 | Raccord Kit de réparation R1/2 PB2 | Adapter Rep-Set R3/4 PB2 everp | Adaptor Rep-Set R3/4 PB2 | 42 | 182.04 | 4054925591149 | 0.092 | 0.087 | KG | 0.288 | CDM | 120 | 80 | 30 | MM | 84039090 | 1 |  |  | X | X | [5 empty] | B
8735100090 | Adapter Reparatie Kit R3/4 PB2 | Raccord Kit de réparation R3/4 PB2 | Mantel SW/SH450 weiss everp | Cover SW/SH450 white packed | 45 | 244.05 | 4057749979261 | 0.163 | 0.154 | KG | 0.36 | CDM | 90 | 80 | 50 | MM | 84039090 | 1 |  |  | X | X | [5 empty] | B
8735100824 | Mantel SW/SH450 wit | Habillage SW/SH450 blanc | Mantel SW/SH400 weiss everp | Cover SW/SH400 white packed | 45 | 244.05 | 4057749979278 | 2.9 | 2.1 | KG | 44.325 | CDM | 150 | 150 | 1970 | MM | 84039090 | 1 |  |  | X | X | [5 empty] | B
8735100825 | Mantel SW/SH400 wit | Habillage SW/SH400 blanc | Rosette 1 1/4" everp (5x) | Rosette 11/4" (5x) black | 10 | 3.52 | 4047416078908 | 2.9 | 2.1 | KG | 44.325 | CDM | 150 | 150 | 1970 | MM | 84039090 | 1 |  |  | X | X | [5 empty] | B
63044558 | Rozet 11/4" (5x) zwart | Rozet 11/4" (5x) noir | Deckel PR500-120 Ø910 everp | Cover top PR500-120 black | 37 | 112.45 | 4047416078915 | 0.05 | 0.047 | KG | 0.936 | CDM | 130 | 120 | 60 | MM | 84039090 | 5 |  |  | X | X | [5 empty] | B
63044564 | Afdekking 500-120 | Couvercle 500-120 | Deckel PR750-120 Ø1050 everp | Cover top PR750-120 black | 40 | 145.62 | 4047416078922 | 2.5 | 2.25 | KG | 70.63 | CDM | 1009 | 1000 | 70 | MM | 84039090 | 1 |  |  | X | X | [5 empty] | B
63044565 | Afdekking 750-120 | Couvercle 750-120 | Deckel PR500-80 Ø810 everp | Cover top PR500-80 black | 37 | 112.45 | 4047416078946 | 3.4 | 3.06 | KG | 93.24 | CDM | 1110 | 1050 | 80 | MM | 84039090 | 1 |  |  | X | X | [5 empty] | B
63044567 | Afdekking PR500-80 | Couvercle PR500-80 | Deckel PR750-80 Ø960 everp | Cover top PR750-80 black | 37 | 112.45 | 4047416078953 | 2.2 | 1.98 | KG | 50.634 | CDM | 970 | 870 | 60 | MM | 84039090 | 1 |  |  | X | X | [5 empty] | B
63044568 | Afdekking PR750-80 | Couvercle PR750-80 | Deckel 1000-80 D1060 everp | Cover top 1000-80 black | 46 | 266.98 | 4047416078960 | 3.2 | 2.88 | KG | 91.52 | CDM | 1100 | 1040 | 80 | MM | 84039090 | 1 |  |  | X | X | [5 empty] | B
63044569 | Afdekking 1000-80 | Couvercle supérieur 1000-80 noir | Wärmeschutz PR750-80 Deckel Ø815 everp | Insulation PR750 D815 (80mm) top | 40 | 145.62 | 4047416559742 | 4 | 3.6 | KG | 84.7 | CDM | 1100 | 1100 | 70 | MM | 84039090 | 1 |  |  | X | X | [5 empty] | B
63044571 | Isolatie PR750 D815 (80mm) Boven | Isolation PR750 D815 (80mm) haut | Abdeckleiste vorn PR500-120 kpl everp | Cover 500-120 front | 37 | 112.45 | 4047416078977 | 0.99 | 0.891 | KG | 52.488 | CDM | 810 | 810 | 80 | MM | 84039090 | 1 |  |  | X | X | [5 empty] | B
63044577 | Afdekstrook 500-120 voor | Couvercle 500-120 devant | Abdeckleiste vorn PR750-120 kpl everp | Cover 750-120 front | 37 | 112.45 | 4047416078984 | 0.63 | 0.536 | KG | 25.6 | CDM | 2000 | 160 | 80 | MM | 84039090 | 1 |  |  | X | X | [5 empty] | B
63044579 | Afdekstrook 750-120 voor | Couvercle 750-120 devant | Dichtung Flanschheizung WWSP 400 | GL Seal Flange heater WWSP 400 | 39 | 132.96 | 4047416680521 | 0.363 | 0.344 | KG | 3.48 | CDM | 100 | 20 | 1740 | MM | 84039090 | 1 |  |  | X | X | [5 empty] | B
7747104029 | GL Seal Flange heater WWSP 400 | Joint pour résistance à bride WWSP 400 | Thermometer | GL Thermometer 4521144132 | 42 | 182.04 | 4047416315744 | 0.05 | 0.047 | KG | 0.087 | CDM | 180 | 180 | 5 | MM | 84039090 | 1 |  |  | X | X | [5 empty] | B
7747203671 | GL Thermometer 4521144132 | Thermometer | Deckel weiss | Cover white | 39 | 132.96 | 4010009622611 | 0.025 | 0.023 | KG | 0.288 | CDM | 80 | 60 | 60 | MM | 84039090 | 1 |  |  | X | X | [5 empty] | B
87182212830 | Deksel wit | Couvercle blanc | Niet (10x) | Rivet (10x) | 12 | 6.06 | 4010009622628 | 1.235 | 1.049 | KG | 31.08 | CDM | 555 | 560 | 100 | MM | 84039090 | 1 |  |  | X | X | [5 empty] | B
87182217000 | Klinknagel (10x) | Rivet (10x) | Mantel weiss everp | Case white everp | 52 | 416.66 | 4047416624532 | 0.008 | 0.007 | KG | 0.018 | CDM | 60 | 30 | 10 | MM | 84039090 | 10 |  |  | X | X | [5 empty] | B
87185405600 | Witte jas | Blouse blanche | Wärmeschutz 750/2 Boden everp | Insulation 750/2 bottom single pac | 39 | 132.96 | 4051516117870 | 10.965 | 9.32 | KG | 195.878 | CDM | 490 | 410 | 975 | MM | 84039090 | 1 |  |  | X | X | [5 empty] | B
87185418210 | Isolatie 750/2 onder | Isolation 750/2 bas | Wärmeschutz 1000/2 Boden everp | Insulation 1000/2 bottom | 40 | 145.62 | 4051516117955 | 0.625 | 0.531 | KG | 37.44 | CDM | 800 | 780 | 60 | MM | 84039090 | 1 |  |  | X | X | [5 empty] | B
87185418290 | Isolatie 1000/2 onder | Isolation 1000/2 bas | Wärmeschutz PR500-120 li blau everp | Insulation PR500-120 left blue single pa | 54 | 493.52 | 4051516118112 | 0.894 | 0.759 | KG | 70 | CDM | 1000 | 70 | 1000 | MM | 84039090 | 1 |  |  | X | X | [5 empty] | B
87185418460 | Isolatie PR500-120 links blauw | Isolation PR500-120 gauche bleu | Wärmeschutz PR500-120 re blau everp | Insulation PR500-120 right blue single p | 54 | 493.52 | 4051516118129 | 17.5 | 14.725 | KG | 0.665 | M3 | 1900 | 1400 | 250 | MM | 84039090 | 1 |  |  | X | X | [5 empty] | B
87185418470 | Isolatie PR500-120 rechts blauw | Isolation PR500-120 droite bleu | Wärmeschutz 500-120 Deckel everp | Insulation 500-120 top single pack | 40 | 145.62 | 4051516118136 | 17.5 | 14.725 | KG | 0.665 | M3 | 175 | 300 | 230 | MM | 84039090 | 1 |  |  | X | X | [5 empty] | B
87185418480 | Isolatie 500-120 Deksel | Isolation 500-120 Couvercle | Wärmeschutz PR750-120 li blau everp | Insulation PR750-120 left blue single pa | 55 | 538.01 | 4051516118167 | 5.5 | 4.7 | KG | 0.647 | HL | 65 | 660 | 100 | MM | 84039090 | 1 |  |  | X | X | [5 empty] | B
87185418510 | Isolatie PR750-120 links blauw | Isolation PR750-120 gauche bleu | Wärmeschutz PR750-120 re blau everp | Insulation PR750-120 right blue single p | 55 | 538.01 | 4051516118174 | 19.5 | 16.725 | KG | 0.787 | M3 | 2100 | 1500 | 250 | MM | 84039090 | 1 |  |  | X | X | [5 empty] | B
87185418520 | Isolatie PR750-120 rechts blauw | Isolation PR750-120 droite bleu | Wärmeschutz 750-120 Deckel everp | Insulation 750-120 top single pack | 43 | 202.26 | 4051516118181 | 19.5 | 16.725 | KG | 0.787 | M3 | 2100 | 1500 | 250 | MM | 84039090 | 1 |  |  | X | X | [5 empty] | B
87185418530 | Isolatie 750-120 Deksel | Isolation 750-120 Couvercle | Wärmeschutz 1000-120 Deckel everp | Insulation 1000-120 top single pack | 45 | 244.05 | 4051516118235 | 6.5 | 5.7 | KG | 0.896 | HL | 800 | 800 | 140 | MM | 84039090 | 1 |  |  | X | X | [5 empty] | B
87185418590 | Isolatie 1000-120 Deksel | Isolation 1000-120 Couvercle | Wärmeschutz PNR 500-80 E blau everp | Insulation 500-80 blue | 53 | 453.07 | 4047416975276 | 6.5 | 5.7 | KG | 0.896 | HL | 800 | 800 | 140 | MM | 84039090 | 1 |  |  | X | X | [5 empty] | B
87185731920 | Isolatie 500-80 blauw | Isolation 500-80 bleu | Wärmeschutz PNR 500-80 EW weiß everp | Insulation 500-80 white | 53 | 453.07 | 4047416975283 | 15 | 11 | KG | 665 | CDM | 1900 | 1400 | 250 | MM | 84039090 | 1 |  |  | X | X | [5 empty] | B
87185731930 | Isolatie 500-80 wit | Isolation 500-80 blanc | Deckel 500-80 schwarz everp | Cover top PNR 500-80 black packed | 31 | 66.74 | 4047416975702 | 15 | 14.25 | KG | 665 | CDM | 1900 | 1400 | 250 | MM | 84039090 | 1 |  |  | X | X | [5 empty] | B
87185732840 | Afdekking 500-80 zwart | Couvercle 500-80 noir | Deckel DN820 | Cover DN820 | 44 | 222.48 | 4051516022495 | 2.305 | 1.959 | KG | 78.795 | CDM | 850 | 90 | 850 | MM | 84039090 | 1 |  |  | X | X | [5 empty] | B
8737701656 | Deksel DN820 | Couvercle DN820 | Stellfuß M12 | adjustable foot M12 | 37 | 112.45 | 4057749108326 | 2.45 | 0.8 | KG | 0.102 | M3 | 1010 | 1010 | 100 | MM | 84039090 | 1 |  |  | X | X | [5 empty] | B
8737701727 | Voet M12 | Pied M12 | Isolierung DN 700x1630 | insulation DN700x1630 | 46 | 266.98 | 4047416756738 | 0.52 | 0.39 | KG | 0.029 | CDM | 175 | 153 | 125 | MM | 84039090 | 1 |  |  | X | X | [5 empty] | B
8738800677 | Isolatie DN700x1630 | Isolation DN700x1630 | Isolierung DN 700x1960 | insulation DN700x1960 | 47 | 291.25 | 4047416756745 | 2.7 | 1.7 | KG | 52.768 | CDM | 1940 | 170 | 160 | MM | 84039090 | 1 |  |  | X | X | [5 empty] | B
8738800678 | Isolatie DN700x1960 | Isolation DN700x1960 | Deckel D512 weiß everp | Cover D512 white packed | 48 | 314.16 | 4047416299570 | 3 | 2 | KG | 52.768 | CDM | 160 | 170 | 1940 | MM | 84039090 | 1 |  |  | X | X | [5 empty] | B
87182235830 | Deksel D512 wit | COUVERCLE Ø512MM POUR BALLON P120 | Wärmeschutz PNR500-120 E li blau everp | Insulation PNR500-120 E left blue single | 51 | 384.3 | 4051516118266 | 0.88 | 0.748 | KG | 41.803 | CDM | 625 | 110 | 610 | MM | 84039090 | 1 |  |  | X | X | [5 empty] | B
87185418620 | Isolatie PNR500-120 E links blauw | Isolation PNR500-120 E gauche bleu | Wärmeschutz PNR 500-120 E re blau everp | Insulation PNR 500-120 E right blue sing | 51 | 384.3 | 4051516118273 | 17.5 | 14.875 | KG | 876.096 | CDM | 1920 | 270 | 1690 | MM | 84039090 | 1 |  |  | X | X | [5 empty] | B
87185418630 | Isolatie PNR 500-120 E rechts blauw | Isolation PNR 500-120 E droite bleu | Wärmeschutz PNR 500-120 EW li weiss ever | Insulation PNR 500-120 EW left white sin | 51 | 384.3 | 4051516118280 | 17.5 | 14.875 | KG | 843.183 | CDM | 1670 | 270 | 1870 | MM | 84039090 | 1 |  |  | X | X | [5 empty] | B
87185418640 | Isolatie PNR 500-120 EW links wit | Isolation PNR 500-120 EW gauche blanc | Wärmeschutz PNR500-120 EW re weiss everp | Insulation PNR 500-120 EW right white si | 51 | 384.3 | 4051516118297 | 17.5 | 14.725 | KG | 0.665 | M3 | 1900 | 1400 | 250 | MM | 84039090 | 1 |  |  | X | X | [5 empty] | B
87185418650 | Isolatie PNR500-120 EW rechts wit | Isolation PNR500-120 EW droite blanc | Wärmeschutz 750/1000 Boden everp | Insulation 750/1000 bottom single pa | 30 | 59.86 | 4051516118341 | 17.5 | 14.725 | KG | 0.665 | M3 | 1900 | 1400 | 250 | MM | 84039090 | 1 |  |  | X | X | [5 empty] | B
87185418710 | Isolatie 750/1000 onder | Isolation 750/1000 bas | Wärmeschutz 750/1000-120 Deckel everp | Insulation 750/1000-120 top single p | 33 | 80.64 | 4051516118358 | 0.61 | 0.518 | KG | 32 | CDM | 800 | 800 | 50 | MM | 84039090 | 1 |  |  | X | X | [5 empty] | B
87185418720 | Isolatie 750/1000-120 Deksel | Isolation 750/1000-120 Couvercle | Wärmeschutz PNR750-120 EW li weiss everp | Insulation PNR 750-120 EW left white sin | 52 | 416.66 | 4051516118365 | 1.21 | 1.028 | KG | 82.668 | CDM | 830 | 120 | 830 | MM | 84039090 | 1 |  |  | X | X | [5 empty] | B
87185418730 | Isolatie PNR750-120 EW links wit | Isolation PNR750-120 EW gauche blanc | Wärmeschutz PNR750-120 EW re weiss everp | Insulation PNR750-120EW right white sing | 52 | 416.66 | 4051516118372 | 18 | 15.3 | KG | 0.787 | M3 | 2100 | 1500 | 250 | MM | 84039090 | 1 |  |  | X | X | [5 empty] | B
87185418740 | Isolatie PNR750-120 EW rechts wit | Isolation PNR750-120 EW droite blanc | Wärmeschutz PNR1000-120EW li weiss everp | Insulation PNR 1000-120 EW left white si | 53 | 453.07 | 4051516118426 | 18 | 15.3 | KG | 0.787 | M3 | 2100 | 1500 | 250 | MM | 84039090 | 1 |  |  | X | X | [5 empty] | B
87185418790 | Isolatie PNR1000-120 EW links wit | Isolation PNR1000-120 EW gauche blanc | Wärmeschutz PNR1000-120EW re weiss everp | Insulation PNR 1000-120 EW right white | 53 | 453.07 | 4051516118433 | 20.5 | 17.725 | KG | 0.787 | M3 | 2100 | 1500 | 250 | MM | 84039090 | 1 |  |  | X | X | [5 empty] | B
87185418800 | Isolatie PNR1000-120 EW rechts wit | Isolation PNR1000-120 EW droite blanc | Isolierung Handloch D600 schwarz | Insulation Handhole cover D600 black | 38 | 122.17 | 4051516609573 | 20.5 | 17.725 | KG | 0.787 | M3 | 2100 | 1500 | 250 | MM | 84039090 | 1 |  |  | X | X | [5 empty] | B
87185420620 | Isolatie Handgatdeksel D600 zwart | Isolation Trappe de visite D600 noir | WT THS Mont 0,8qm 5-Rohr | Heat-exchanger 0,8 qm 5-Pipe | 71 | 1348.39 | 4051516731236 | 0.303 | 0.287 | KG | 15.263 | CDM | 370 | 275 | 150 | MM | 39269097 | 1 |  |  | X | X | [5 empty] | B
87185424640 | Warmtewisselaar 0,8qm 5-buis | Echangeur de chaleur 0,8qm 5-tube | WT THS Mont 1,0qm 7-Rohr | Heat exchanger 1,0qm 7-tube | 74 | 1537.17 | 4051516731243 | 10.5 | 9.5 | KG | 0.938 | HL | 740 | 390 | 325 | MM | 84191900 | 1 |  |  | X | X | [5 empty] | B
87185429140 | Warmtewisselaar 1,0qm 7-buis | Echangeur de chaleur 1,0qm 7-tube | Wärmeschutz Pufferspeicher 500/5-120 W | Insulation Buffer Tank 500/5-120 W | 60 | 775.33 | 4051516844349 | 13.388 | 11.379 | KG | 129.402 | CDM | 790 | 390 | 420 | MM | 84191900 | 1 |  |  | X | X | [5 empty] | B
87185444850 | Isolatie Bufferboiler 500/5-120 W | Isolation Ballon tampon 500/5-120 W | Isolierung Deckel D650x120 Vlies everp | Insulation Cover D650x120 Fleece | 36 | 102.88 | 4051516844516 | 20 | 17 | KG | 569.8 | CDM | 1400 | 220 | 1850 | MM | 84039090 | 1 |  |  | X | X | [5 empty] | B
87185448490 | Isolatie Deksel D650x120 vlies | Isolation Couvercle D650x120 toison | Abdeckung Deckel D910 Schwarz everp | Cover Top D910 black | 41 | 160.45 | 4051516844646 | 1 | 0.8 | KG | 58.357 | CDM | 670 | 670 | 130 | MM | 84039090 | 1 |  |  | X | X | [5 empty] | B
87185450830 | Afdekking D910 zwart | Couvercle D910 noir | Deckel 750/1000-80 schwarz everp | Cover 750/1000-80 black | 32 | 73.62 | 4047416975580 | 2.3 | 1.9 | KG | 101.568 | CDM | 920 | 920 | 120 | MM | 84039090 | 1 |  |  | X | X | [5 empty] | B
87185732230 | Afdekking 750/1000-80 zwart | Couvercle 750/1000-80 noir | Abdeckung Deckel 750/1000-120 schw everp | Cover 750/1000-120 black | 32 | 73.62 | 4047416975603 | 2.631 | 2.236 | KG | 81.2 | CDM | 1015 | 80 | 1000 | MM | 84039090 | 1 |  |  | X | X | [5 empty] | B
87185732250 | Afdekking 750/1000-120 zwart | Couvercle 750/1000-120 noir | Abdeckleiste vorn 500-120 schw. everp | Cover 500-120 front black | 28 | 47.73 | 4047416975627 | 3.47 | 2.949 | KG | 67.392 | CDM | 1040 | 60 | 1080 | MM | 84039090 | 1 |  |  | X | X | [5 empty] | B
87185732270 | Afdekking 500-120 vooraan zwart | Couvercle 500-120 devant noir | Abdeckleiste vorn 750-120 schw. everp | Cover 750-120 front black | 28 | 47.73 | 4047416975641 | 0.425 | 0.403 | KG | 2.484 | CDM | 90 | 15 | 1840 | MM | 84039090 | 1 |  |  | X | X | [5 empty] | B
87185732290 | Afdekking 750-120 vooraan zwart | Couvercle 750-120 devant noir | Abdeckleiste vorn 1000-120 schw. everp | Cover 1000-120 front black | 29 | 53.54 | 4047416975665 | 0.405 | 0.384 | KG | 2.457 | CDM | 90 | 15 | 1820 | MM | 84039090 | 1 |  |  | X | X | [5 empty] | B
87185732310 | Afdekking 1000-120 vooraan zwa | Couvercle 1000-120 devant noir | Rosette 1" schwarz (2x) | Rosette 1" (2x) black | 11 | 4.79 | 4047416975689 | 0.498 | 0.473 | KG | 4.032 | CDM | 90 | 20 | 2240 | MM | 84039090 | 1 |  |  | X | X | [5 empty] | B
87185732330 | Rozet 1" (2x) zwart | Rozet 1" (2x) noir | Abdeckung Deckel 500-120 schw. everp | Cover top PNR 500-120 black packed | 32 | 73.62 | 4047416975719 | 0.1 | 0.095 | KG | 1 | CDM | 200 | 100 | 50 | MM | 84039090 | 2 |  |  | X | X | [5 empty] | B
87185732850 | Afdekking 500-120 zwart | Couvercle 500-120 noir | Abdeckung Handloch D180 everp | Cover Access Hole D180 Packed | 32 | 73.62 | 4054925544077 | 2.713 | 2.577 | KG | 72.25 | CDM | 850 | 850 | 100 | MM | 84039090 | 1 |  |  | X | X | [5 empty] | B
8735100060 | Afdekking Handgatdeksel D180 | Couvercle trappe de visite D180 | Isolierung Vlies 250x250x60 everp | Insulation Fleece 250x250x60 Packed | 23 | 27.22 | 4057749694270 | 0.163 | 0.154 | KG | 2.054 | CDM | 185 | 185 | 80 | MM | 84039090 | 1 |  |  | X | X | [5 empty] | B
8735100691 | Isolatie vlies 250x250x60 | Isolation toison 250x250x60 | Kettenanode M8 D33x1000mm uniso everp | Chain Anode M8 D33x1000mm non insulated | 42 | 182.04 | 4062321526665 | 0.08 | 0.076 | KG | 3.75 | CDM | 250 | 250 | 60 | MM | 84039090 | 1 |  |  | X | X | [5 empty] | B
8735101063 | Opofferingsanode D33x1000mm niet geïsole | Anode à chaîne D33x1000mm pas isolé | Isolierung Anode D100x30 grau everp | Insulation Anode D100x30 grey everp | 11 | 4.79 | 4062321543594 | 1.162 | 0.987 | KG | 216 | CDM | 240 | 160 | 160 | MM | 85439090 | 1 |  |  | X | X | [5 empty] | B
8735101068 | Isolatie Anode D100x30 grijs | Isolation Anode D100x30 gris | Stellfuß M10 X 68 | Adjustable foot M10 X 68 | 22 | 24.96 | 4051516722753 | 0.3 | 0.2 | KG | 0.8 | CDM | 100 | 100 | 40 | MM | 39269097 | 1 |  |  | X | X | [5 empty] | B
8738203234 | Voet M10 X 68 | Pied M10 X 68 | Lackstift blau RAL5015 12ml everp | Touch up pencil blue RAL5015 12m | 30 | 59.86 | 4057749743367 | 0.045 | 0.042 | KG | 0.189 | CDM | 90 | 60 | 35 | MM | 84039090 | 1 |  |  | X | X | [5 empty] | B
8738805222 | Lakstift blauw RAL5015 12ml | Crayon retouche bleu RAL5015 12ml | Mannlochbügel 300x400 | Manhole cross bar 400x300mm | 34 | 87.65 | 4010009245155 | 0.028 | 0.026 | KG | 0.051 | CDM | 105 | 22 | 22 | MM | 84039090 | 1 |  |  | X | X | [5 empty] | B
3869150 | Beugel mangatdeksel 300x400 | Bride fixation trappe 400*300 | Verschlussstopfen Heizschl R1 1/2 thergl | Plug DIN2950 Nr.3290 1 1/2" RG | 39 | 132.96 | 4010009245285 | 1.645 | 1.398 | KG | 6.452 | CDM | 330 | 230 | 85 | MM | 84039090 | 1 |  |  | X | X | [5 empty] | B
3869823 | Stop R1 1/2" | Bouchon DIN2950 n°3290 1 1/2" RG | Sprühdose Pergamon | Aerosol can Pergamon | 33 | 80.64 | 4047416025261 | 1.423 | 1.21 | KG | 0.758 | CDM | 195 | 67 | 58 | MM | 84039090 | 1 |  |  | X | X | [5 empty] | B
54912689 | Doosje Pergamon | Laque gaseuse Pergamon | Vorderwand WL 130-200 kpl | Front panel L135-200 W | 41 | 160.45 | 4047416025810 | 0.393 | 0.373 | KG | 0.907 | CDM | 199 | 67 | 68 | MM | 84039090 | 1 |  |  | X | X | [5 empty] | B
54913518 | Voorwand WL 130-200 | HABIL AVANT WL 130-200 BLANC | Befestigungsset Fühler Universal | Sensor Universal Mountig Kit | 30 | - | 4051516714604 | 3.5 | 2.98 | KG | 0.884 | HL | 1100 | 670 | 120 | MM | 84039090 | 1 | Phased out |  | X | X | [5 empty] | B
87185438490 | Montageset Temperatuursensor | Kit de montage Sonde de température | Wärmeschutz Pufferspeicher 500/5-120 | Insulation Buffer Tank 500/5-120 | 60 | 775.33 | 4051516844332 | 0.131 | 0.124 | KG | 2.285 | CDM | 220 | 155 | 67 | MM | 84039090 | 1 |  |  | X | X | [5 empty] | B
87185444840 | Isolatie Bufferboiler 500/5-120 | Isolation Ballon tampon 500/5-120 | Wärmeschutz Pufferspeicher 750/5-120 | Insulation Buffer Tank 750/5-120 | 62 | 876.45 | 4051516844363 | 20 | 17 | KG | 912 | CDM | 300 | 1600 | 1900 | MM | 84039090 | 1 |  |  | X | X | [5 empty] | B
87185444870 | Isolatie Bufferboiler 750/5-120 | Isolation Ballon tampon 750/5-120 | Wärmeschutz Pufferspeicher 750/5-120 W | Insulation Buffer Tank 750/5-120 W | 62 | 876.45 | 4051516844370 | 25 | 21 | KG | 739.006 | CDM | 1865 | 1585 | 250 | MM | 84039090 | 1 |  |  | X | X | [5 empty] | B
87185444880 | Isolatie Bufferboiler 750/5-120 W | Isolation Ballon tampon 750/5-120 W | Wärmeschutz Pufferspeicher 1000/5-120 | Insulation Buffer Tank 1000/5-120 | 65 | 1024.8 | 4051516844394 | 25 | 21.25 | KG | 92.826 | CDM | 162 | 300 | 1910 | MM | 84039090 | 1 |  |  | X | X | [5 empty] | B
87185444900 | Isolatie Bufferboiler 1000/5-120 | Isolation Ballon tampon 1000/5-120 | Wärmeschutz Pufferspeicher 1000/5-120 W | Insulation Buffer Tank 1000/5-120 W | 65 | 1024.8 | 4051516844400 | 31 | 27 | KG | 905.431 | CDM | 2285 | 1585 | 250 | MM | 84039090 | 1 |  |  | X | X | [5 empty] | B
87185444910 | Isolatie Bufferboiler 1000/5-120 W | Isolation Ballon tampon 1000/5-120 W | Isolierung Boden D650x120 Vlies everp | Insulation Bottom D650x120 Fleece | 36 | 102.88 | 4051516844523 | 31 | 27 | KG | 905.431 | CDM | 2285 | 1585 | 250 | MM | 84039090 | 1 |  |  | X | X | [5 empty] | B
87185448500 | Isolatie onder D650x120 vlies | Isolation bas D650x120 toison | Abdeckleiste vorn 500 schwarz everp | Cover Front 500 black | 30 | 59.86 | 4051516844530 | 0.6 | 0.4 | KG | 58.357 | CDM | 670 | 670 | 130 | MM | 84039090 | 1 |  |  | X | X | [5 empty] | B
87185448520 | Afdekstrook 500 voor zwart | Couvercle 500 devant noir | Isolierung Boden D790x120 Vlies everp | Insulation Bottom D790x120 Fleece | 39 | 132.96 | 4051516844554 | 0.447 | 0.424 | KG | 3.186 | CDM | 60 | 30 | 1770 | MM | 84039090 | 1 |  |  | X | X | [5 empty] | B
87185448540 | Isolatie onder D790x120 vlies | Isolation bas D790x120 toison | Abdeckleiste vorn 750 schwarz everp | Cover Front 750 black | 30 | 59.86 | 4051516844561 | 1.122 | 0.953 | KG | 76.8 | CDM | 800 | 120 | 800 | MM | 84039090 | 1 |  |  | X | X | [5 empty] | B
87185448560 | Afdekstrook 750 voor zwart | Couvercle 750 devant noir | Abdeckleiste vorn 1000 schwarz | Cover Front 1000 black | 30 | 59.86 | 4051516844578 | 0.322 | 0.305 | KG | 2.43 | CDM | 15 | 90 | 1800 | MM | 84039090 | 1 |  |  | X | X | [5 empty] | B
87185448570 | Afdekstrook 1000 voor zwart | Couvercle 1000 devant noir | Abdeckung Deckel D1050 schwarz everp | Cover Top D1050 black | 42 | 182.04 | 4051516844639 | 0.45 | 0.427 | KG | 4.995 | CDM | 90 | 25 | 2220 | MM | 84039090 | 1 |  |  | X | X | [5 empty] | B
87185450800 | Afdekking D1050 zwart | Couvercle D1050 noir | Ausgleichfeder (5x) everp | Spring compensating (5x) packed | 19 | 18.48 | 4051516451226 | 5.326 | 4.527 | KG | 326.144 | CDM | 1120 | 260 | 1120 | MM | 84039090 | 1 |  |  | X | X | [5 empty] | B
8718585143 | Aandrukveer voor voeler (5x) | Ressort de compensation (5x) | Folienmantel 200 Biva weiss everp | Foil jacket 200 Biva white packed | 42 | 182.04 | 4054925247657 | 0.013 | 0.012 | KG | 0.002 | CDM | 81 | 15 | 2 | MM | 73269098 | 5 |  |  | X | X | [5 empty] | B
87185916250 | Foliemantel 200 Biva wit | Habillage film 200 Biva blanc | Folienmantel 200 Biva blau everp | Foil jacket 200 Biva blue packed | 42 | 182.04 | 4054925247664 | 2.642 | 2.245 | KG | 57.038 | CDM | 195 | 195 | 1500 | MM | 84199085 | 1 |  |  | X | X | [5 empty] | B
87185916290 | Foliemantel 200 Biva blauw | Habillage film 200 Biva bleu | Folienmantel 300 Biva blau everp | Foil jacket 300 Biva bue packed | 42 | 182.04 | 4054925247718 | 2.4 | 1.8 | KG | 33.75 | CDM | 1500 | 150 | 150 | MM | 84199085 | 1 |  |  | X | X | [5 empty] | B
87185918160 | Foliemantel 300 Biva blauw | Habillage film 300 Biva bleu | Folienmantel 300 bivalent weiß everp | Foil jacket 300 Biva white packed | 42 | 182.04 | 4054925247725 | 2.311 | 1.964 | KG | 31.226 | CDM | 145 | 147 | 1465 | MM | 84199085 | 1 |  |  | X | X | [5 empty] | B
87185918170 | Foliemantel 300 Biva wit | Habillage film 300 Biva blanc | Abdeckung+Isolierung D197 schwarz everp | Hand hole cover + insulation D197 black | 30 | 59.86 | 4054925366440 | 2.525 | 2.146 | KG | 30.697 | CDM | 145 | 145 | 1460 | MM | 84199085 | 1 |  |  | X | X | [5 empty] | B
8735100030 | Afdekking + isolatie D197 zwart | Couvercle + isolation D197 noir | Wärmesch Pufferspeicher 500/5-80V everp | Insulation buffer tank 500/5-80V | 52 | 416.66 | 4054925550924 | 0.453 | 0.43 | KG | 6.452 | CDM | 330 | 230 | 85 | MM | 84199085 | 1 |  |  | X | X | [5 empty] | B
8735100067 | Isolatie Bufferboiler 500/5-80V | Isolation Ballon tampon 500/5-80V | Wärmesch Pufferspeicher 750/5-80V everp | Insulation buffer tank 750/5-80V | 53 | 453.07 | 4054925550931 | 7.5 | 6.375 | KG | 575 | CDM | 1250 | 250 | 1840 | MM | 84039090 | 1 |  |  | X | X | [5 empty] | B
8735100068 | Isolatie Bufferboiler 750/5-80V | Isolation Ballon tampon 750/5-80V | Wärmesch Pufferspeicher 1000/5-80V everp | Insulation buffer tank 1000/5-80V | 55 | 538.01 | 4054925550948 | 11 | 9.35 | KG | 558.9 | CDM | 1350 | 230 | 1800 | MM | 84039090 | 1 |  |  | X | X | [5 empty] | B
8735100069 | Isolatie Bufferboiler 1000/5-80V | Isolation Ballon tampon 1000/5-80V | Wärmesch Pufferspeicher 500/5-80V W ever | Insulation buffer tank 500/5-80V W | 52 | 416.66 | 4054925550955 | 13 | 11 | KG | 616 | CDM | 2200 | 1400 | 200 | MM | 84039090 | 1 |  |  | X | X | [5 empty] | B
8735100070 | Isolatie Bufferboiler 500/5-80V W | Isolation Ballon tampon 500/5-80V W | Wärmesch Pufferspeicher 750/5-80V W ever | Insulation buffer tank 750/5-80V W | 53 | 453.07 | 4054925550962 | 7.39 | 6.281 | KG | 555.75 | CDM | 1170 | 250 | 1900 | MM | 84039090 | 1 |  |  | X | X | [5 empty] | B
8735100071 | Isolatie Bufferboiler 750/5-80V W | Isolation Ballon tampon 750/5-80V W | Wärmesch Pufferspeicher 1000/5-80V W eve | Insulation buffer tank 1000/5-80V W | 55 | 538.01 | 4054925550979 | 11 | 9 | KG | 490 | CDM | 1750 | 1400 | 200 | MM | 84039090 | 1 |  |  | X | X | [5 empty] | B
8735100072 | Isolatie Bufferboiler 1000/5-80V W | Isolation Ballon tampon 1000/5-80V W | Isolierung Deckel 500-80V everp | Insulation 500-80V top | 34 | 87.65 | 4054925551037 | 13 | 11.05 | KG | 637.56 | CDM | 2070 | 220 | 1400 | MM | 84039090 | 1 |  |  | X | X | [5 empty] | B
8735100078 | Isolatie 500-80V Deksel | Isolation 500-80V Couvercle | Isolierung Deckel 750/1000-80V everp | Insulation 750/1000-80V top | 36 | 102.88 | 4054925551044 | 3.3 | 2.805 | KG | 110.231 | CDM | 1010 | 107 | 1020 | MM | 84039090 | 1 |  |  | X | X | [5 empty] | B
8735100079 | Isolatie 750/1000-80V Deksel | Isolation 750/1000-80V Couvercle | Dichtung 49x69x2mm | Gasket 49x69x2mm | 11 | 4.79 | 4010009243267 | 0.57 | 0.484 | KG | 42.588 | CDM | 780 | 780 | 70 | MM | 84039090 | 1 |  |  | X | X | [5 empty] | B
3868836 | Pakking 49x69x2mm | Joint 49x69x2mm | Scheibe D63,5x49,3x4 f Heizschlange | Washer 63,5x49,3x4mm | 14 | 9.38 | 4010009243281 | 0.008 | 0.007 | KG | 0.015 | CDM | 70 | 70 | 3 | MM | 84039090 | 1 |  |  | X | X | [5 empty] | B
3868842 | Ring 63,5x49,3x4mm | Rondelle 63,5x49,3x4mm | Rohrmutter R 1 1/2x15mm | Counter-nut DIN B G1 1/2" 14H | 19 | 18.48 | 4010009243342 | 0.04 | 0.038 | KG | 0.021 | CDM | 65 | 65 | 5 | MM | 84039090 | 1 |  |  | X | X | [5 empty] | B
3868870 | Buis moer R 1 1/2x15mm | Contre-écrou DIN B G1 1/2" 14H | Stopfen DIN2950 290 1/2" | Plug 1/2" | 13 | 7.69 | 4010009245292 | 0.16 | 0.152 | KG | 0.056 | CDM | 67 | 56 | 15 | MM | 84039090 | 1 |  |  | X | X | [5 empty] | B
3869824 | Stop 1/2" | Bouchon 1/2" | Vor-/Rücklauf Sammler DN50 25 bar | Flow/return header 25 bar DN50 | 46 | 266.98 | 4010009245537 | 0.057 | 0.054 | KG | 16.56 | CCM | 24 | 23 | 30 | MM | 84039090 | 1 |  |  | X | X | [5 empty] | B
3870280 | Opvangstuk aanvoer/retourleiding DN50 25 | Collecteur départ/retour 25 bar DN50 | Spannband LT/LF 400 Einzelsp kpl | Tightening strap LT A / LF 400/1 | 31 | 66.74 | 4047416011110 | 4.605 | 3.914 | KG | 10.269 | CDM | 168 | 163 | 375 | MM | 84039090 | 1 |  |  | X | X | [5 empty] | B
5222802 | Spanband LT/LF 400/1 | Sangle LTA/LF 400/1 compl. | Spannband LT/LF 550/750 Einzelsp kpl | Tightening strap LT A / LF 550/1 and 750 | 32 | 73.62 | 4047416011134 | 1.7 | 1.5 | KG | 1.598 | CDM | 30 | 30 | 1775 | MM | 84039090 | 1 |  |  | X | X | [5 empty] | B
5222804 | Spanband LT/LF 550/750 | Sangle LTA/LF 550/1 et 750/1 compl. | Verteilerrohr LT400/1A+550/1A | Distribution pipe LT A / LF 400/1 and | 36 | 102.88 | 4047416037653 | 2.52 | 2.14 | KG | 1.958 | CDM | 30 | 30 | 2175 | MM | 84039090 | 1 |  |  | X | X | [5 empty] | B
5665120 | Verdeelbuis LT400/1A+550/1A | Tuyau injecteur LT A/LF 400/1 et 550/1 | Segment HSZ Teil2 LT/LF400/1 | Segment part 2 LT A / LF 400/1 | 56 | 585.2 | 4047416037929 | 0.26 | 0.247 | KG | 1.225 | CDM | 35 | 35 | 1000 | MM | 84039090 | 1 |  |  | X | X | [5 empty] | B
5665386 | Segment HSZ deel 2 LT/LF400/1 | Segment partie 2 LT A/LF 400/1 | Sattel Wärmeschutz LT/LF400/1 | Saddle thermal insulation LT A / LF | 30 | 59.86 | 4047416038575 | 5 | 4 | KG | 364 | CDM | 650 | 350 | 1600 | MM | 84039090 | 1 |  |  | X | X | [5 empty] | B
5665620 | Zadel isolatie LT/LF400/1 | Berceau LT A/LF 400/1 | Spanngurt H3BU10 | Strap H3BU10 | 29 | 53.54 | 4047416038636 | 0.322 | 0.306 | KG | 8.22 | CDM | 236 | 270 | 129 | MM | 84039090 | 1 |  |  | X | X | [5 empty] | B
5665700 | Spanband H3BU10 | Sangle H3BU10 | Spannband vo/hi LT400/1A | Tightening strap front / rear LT A / LF | 32 | 73.62 | 4047416038643 | 0.669 | 0.568 | KG | 2.268 | CDM | 240 | 210 | 45 | MM | 84039090 | 1 |  |  | X | X | [5 empty] | B
5665710 | Spanband voor/achter LT400/1A | Sangle avant/arrière LT A/LF 400/1 | Spannband vo/hi LT550/1+750/1A | Tightening strap front/rear LT550/1+750/ | 35 | 95.06 | 4047416038650 | 0.529 | 0.45 | KG | 13.164 | CDM | 443 | 437 | 68 | MM | 84039090 | 1 |  |  | X | X | [5 empty] | B
5665712 | Spanband voor/achter LT550/1+750/1A | Sangle avant/arrière LT550/1+750/1A | Unterlegschutzplatte Farbe schwarz | Spacer colour black | 17 | 14.44 | 4047416038759 | 0.754 | 0.641 | KG | 0.068 | HL | 327 | 315 | 66 | MM | 84039090 | 1 |  |  | X | X | [5 empty] | B
5665760 | Beschermingsplaat kleur zwart | Plaque support noir | Befestigungsteile-Satz 400 - 3000 Liter | Fixing parts kit 400 - 3000 litres | 26 | 36.29 | 4047416038766 | 0.031 | 0.028 | KG | 0.045 | CDM | 150 | 100 | 3 | MM | 84039090 | 1 |  |  | X | X | [5 empty] | B
5665780 | Montageset 400 - 3000 liter | Lot de pièces de fixation compl. | Z-Winkel | Z bracket | 11 | 4.79 | 4047416039367 | 0.509 | 0.433 | KG | 1.325 | CDM | 240 | 115 | 48 | MM | 84039090 | 1 |  |  | X | X | [5 empty] | B
5681800 | Z-beugel | Z-support | Logo Buderus Logalux 400-3000 everp | Logo Buderus Logalux 400-3000 | 20 | 20.5 | 4057749660787 | 0.016 | 0.015 | KG | 0.019 | CDM | 50 | 15 | 25 | MM | 84039090 | 1 |  |  | X | X | [5 empty] | B
7735501502 | Logo Buderus Logalux 400-3000 | Logo Buderus Logalux 400-3000 | Vliessstreifen Set 400-3000 everp | Fleece stripes Set 400-3000 | 42 | 182.04 | 4057749660794 | 0.2 | 0.19 | KG | 0.648 | CDM | 15 | 240 | 180 | MM | 84039090 | 1 |  |  | X | X | [5 empty] | B
7735501503 | Isolatiestrook Set 400-3000 | Bandes isolantes Set 400-3000 | Schaumstoffkeile Set 550-750 everp | Softfoam wedges Set 550-750 | 39 | 132.96 | 4057749660817 | 1.2 | 0.2 | KG | 9 | CDM | 305 | 305 | 185 | MM | 84039090 | 1 |  |  | X | X | [5 empty] | B
7735501505 | Schuimrubber Set 550-750 | Mousse synthétique Set 550-750 | Befestigungsmaterial für Inertanode R3/4 | Attachment material for inertanode R3/4 | 28 | 47.73 | 4047416766515 | 0.265 | 0.251 | KG | 16.47 | CDM | 305 | 300 | 180 | MM | 84039090 | 1 |  |  | X | X | [5 empty] | B
7747028448 | Bevestigingsm voor inerte anode 3/4 | Matériel de fixation pour 3/4 anod inert | Mannlochdeckel 400x300mm everp | Cap Manhole cover 400x300mm | 59 | 728.13 | 4047416903408 | 0.011 | 0.01 | KG | 0.074 | CDM | 105 | 70 | 10 | MM | 84039090 | 1 |  |  | X | X | [5 empty] | B
87185708970 | Mangatdeksel 400x300mm | Couvercle de trou d'homme 400x300mm | Überwurfmutter G1 1/2" (1x) everp | Nut union G1 1/2" pckd (1 pc) | 29 | 53.54 | 4051516322007 | 14.596 | 12.406 | KG | 61.194 | CDM | 560 | 465 | 235 | MM | 84199085 | 1 |  |  | X | X | [5 empty] | B
8718584888 | Wartelmoer G1 1/2" (1x) | Écrou-raccord G1 1/2" (1x) | Spannband Set 400 (2x) everp | Tightening strap 400 (2x) | 43 | 202.26 | 4057749120458 | 0.172 | 0.163 | KG | 0.176 | CDM | 100 | 80 | 22 | MM | 84039090 | 1 |  |  | X | X | [5 empty] | B
8735100521 | Spanband 400 (2x) | Sangle 400 (2x) | Spannband Set 550-750 (2x) everp | Tightening strap 550-750 (2x) | 44 | 222.48 | 4057749120465 | 2.3 | 1.3 | KG | 9 | CDM | 300 | 300 | 100 | MM | 84039090 | 2 |  |  | X | X | [5 empty] | B
8735100522 | Spanband 550-750 (2x) | Sangle 550-750 (2x) | PS Deckel Set 400 (vorne/hinten) everp | PS Cover set 400 (front/back) | 41 | 160.45 | 4057749120502 | 2.5 | 1.5 | KG | 9 | CDM | 300 | 300 | 100 | MM | 84039090 | 2 |  |  | X | X | [5 empty] | B
8735100526 | PS Deksel 400 (voor/achter) | PS Couvercle 400 (avant/arrière) | PS Deckel Set 550-750 vorne/hinten everp | PS cover set 550-750 (front/back) | 43 | 202.26 | 4057749120519 | 3.6 | 2.5 | KG | 7.225 | CDM | 850 | 850 | 10 | MM | 84039090 | 1 |  |  | X | X | [5 empty] | B
8735100527 | PS Deksel 550-750 (voor/achter) | PS Couvercle 550-750 (avant/arrière) | Abdeckleisten Set 400 (2x) everp | Cover strip set 400 (2x) | 31 | 66.74 | 4057749120557 | 5.6 | 3.4 | KG | 10 | CDM | 1000 | 1000 | 10 | MM | 84039090 | 1 |  |  | X | X | [5 empty] | B
8735100531 | Afdekstrook 400 (2x) | Couvre-joint 400 (2x) | Abdeckleisten Set 550 (2x) everp | Cover strip set 550 (2x) | 31 | 66.74 | 4057749120564 | 1 | 0.45 | KG | 4.41 | CDM | 1470 | 100 | 30 | MM | 84039090 | 2 |  |  | X | X | [5 empty] | B
8735100532 | Afdekstrook 550 (2x) | Couvre-joint 550 (2x) | Sammlerstutzen 60 mm 2500-4000 L | Header supports 60mm long | 25 | 32.89 | 4010009245506 | 0.98 | 0.43 | KG | 4.14 | CDM | 1380 | 100 | 30 | MM | 84039090 | 2 |  |  | X | X | [5 empty] | B
3870185 | Montage van de Pijp 100 mm | Orifice de raccordement collecteur 60mm | Spannband LT/LF 950 Einzelsp kpl | Tightening strap LT A / LF 950/1 | 34 | 87.65 | 4047416011158 | 0.196 | 0.19 | KG | 0.118 | CDM | 67 | 41 | 43 | MM | 84039090 | 1 |  |  | X | X | [5 empty] | B
5222806 | Spanband LT/LF 950 | Sangle LTA/LF 950/1 compl. | Spannband LT/LF 1500 Einzelsp kpl | Tightening strap LT A / LF 1500/1 | 35 | 95.06 | 4047416011172 | 2.52 | 2.14 | KG | 2.196 | CDM | 30 | 30 | 2440 | MM | 84039090 | 1 |  |  | X | X | [5 empty] | B
5222808 | Spanband LT/LF 1500/1 | Sangle LTA/LF 1500/1 compl. | Spannband LT/LF 2000/3000 Einzelsp kpl | Tightening strap LT A/LF 2000/1 - 3000/1 | 35 | 95.06 | 4047416011196 | 2.54 | 2.16 | KG | 2.43 | CDM | 30 | 30 | 2700 | MM | 84039090 | 1 |  |  | X | X | [5 empty] | B
5222810 | Spanband LT A/LF 2000/1 - 3000/1 | Sangle LTA/LF 2000/1-3000/1 compl. | Verteilerrohr LT A 1500/1 + 2000/1 | Distribution pipe LT A/LF 1500/1 2000/1 | 41 | 160.45 | 4047416037677 | 3.3 | 2.81 | KG | 0.505 | CDM | 3370 | 30 | 5 | MM | 84039090 | 1 |  |  | X | X | [5 empty] | B
5665128 | Verdeelbuis LT A 1500/1 + 2000/1 | Tuyau injecteur LT A/LF 1500/1 et 2000/1 | Verbindungsrohr Sammler LT A 2000/1 | Connection pipe for header LT A 2000/1 | 23 | 27.22 | 4047416037691 | 0.602 | 0.512 | KG | 1.985 | CDM | 1450 | 37 | 37 | MM | 84039090 | 1 |  |  | X | X | [5 empty] | B
5665140 | Verbindingsbuis LT A 2000/1 | Tube de raccordement LT A 2000/1 | Vor-u Rücklaufsammler DN65 25bar Geschw | Flow/return header 25 bar DN65 | 44 | 222.48 | 4047416037714 | 0.753 | 0.64 | KG | 0.606 | CDM | 150 | 94 | 43 | MM | 84039090 | 1 |  |  | X | X | [5 empty] | B
5665162 | Opvangstuk aanvoer/retourleiding DN65 25 | Collecteur départ/retour 25 bar DN65 | Vorlaufsammler DN80 16 bar geschw | Flow header 16 bar DN80 | 49 | 335.74 | 4047416037721 | 8.352 | 7.517 | KG | 0 | CDM | 0 | 0 | 0 | MM | 84039090 | 1 |  |  | X | X | [5 empty] | B
5665170 | Opvangstuk aanvoer DN 80 16 bar | Collecteur depart DN 80 16 bar | Vorlaufsammler DN80 25 bar geschw | Flow header 25 bar DN80 | 47 | 291.25 | 4047416037738 | 10.78 | 9.702 | KG | 32.32 | CDM | 808 | 200 | 200 | MM | 84039090 | 1 |  |  | X | X | [5 empty] | B
5665172 | Opvangstuk aanvoer DN80 25 bar | Collecteur départ 25 bar DN80 | Rücklaufsammler DN80 16 bar geschw | Return collector 16 bar DN80 | 49 | 335.74 | 4047416037745 | 11.7 | 10.53 | KG | 0 | CDM | 0 | 0 | 0 | MM | 84039090 | 1 |  |  | X | X | [5 empty] | B
5665180 | Retourcollector DN80 16 bar | Collecteur retour DN 80 16 bar | Sattel Wärmeschutz LT/LF950/1 | Saddle thermal insulation LT/LF950/1 | 32 | 73.62 | 4047416038599 | 11.74 | 10.566 | KG | 32.32 | CDM | 808 | 200 | 200 | MM | 84039090 | 1 |  |  | X | X | [5 empty] | B
5665628 | Zadel isolatie LT/LF550/1+750/1 | Berceau isol LT A/LT 950/1 | Spannband vo/hi LT950/1A | Tightening strap front/rear LT950/1A | 36 | 102.88 | 4047416038667 | 0.438 | 0.416 | KG | 0.134 | HL | 331 | 285 | 142 | MM | 84039090 | 1 |  |  | X | X | [5 empty] | B
5665714 | Spanband voor/achter LT950/1A | Sangle avant/arrière LT/LF 950/1 | Spannband vo/hi LT1500/1A | Tightening strap front / rear LT1500/1A | 37 | 112.45 | 4047416038674 | 0.828 | 0.704 | KG | 8.163 | CDM | 366 | 354 | 63 | MM | 84039090 | 1 |  |  | X | X | [5 empty] | B
5665716 | Spanband voor achter LT1500/1A | Sangle avant/arrière LT/LF1500/1 | Spannband vo/hi LT2000/1-3000/1A | Tightening strap front / rear LT A / LF | 39 | 132.96 | 4010009338116 | 0.895 | 0.761 | KG | 12.128 | CDM | 396 | 369 | 83 | MM | 84039090 | 1 |  |  | X | X | [5 empty] | B
5665718 | Spanband voor achter LT2000/1-3000/1A | Sangle avant/arrière LT2000/1-3000/1A | Rosetten Set Füße 550-750 Typ A everp | Bezel Set feet 550-750 Type A | 37 | 112.45 | 4057749660862 | 1.113 | 1.057 | KG | 7.675 | CDM | 328 | 300 | 78 | MM | 84039090 | 1 |  |  | X | X | [5 empty] | B
7735501510 | Rozetten set voet 550-750 Type A | Rosette set pied 550-750 Type A | Rosetten Set Füße 550-750 Typ B everp | Bezel Set feet 550-750 Type B | 37 | 112.45 | 4057749660916 | 1.1 | 0.1 | KG | 9 | CDM | 305 | 305 | 185 | MM | 84039090 | 1 |  |  | X | X | [5 empty] | B
7735501515 | Rozetten set voet 550-750 Type B | Rosette set pied 550-750 Type B | Isolierung LT750 einzel kpl everp | Insulation LT750 single cpl | 76 | 1685.5 | 4057749660992 | 1.1 | 0.1 | KG | 9 | CDM | 305 | 305 | 185 | MM | 84039090 | 1 |  |  | X | X | [5 empty] | B
7735501523 | Isolatie LT750 singles | Isolation LT750 simple | Abdeckung vo li+re LT/LF1500/1 | Cover front LH+RH LT/LF1500/1 | 46 | 266.98 | 4047416754338 | 15 | 12.75 | KG | 669.51 | CDM | 1800 | 215 | 1730 | MM | 84039090 | 1 |  |  | X | X | [5 empty] | B
7747026571 | Afdekking voor li+re LT/LF1500/1 | Couvercle avant ga/dr LT/LF1500/1 | Spannband Set 950 (2x) everp | Tightening strap 950 (2x) | 44 | 222.48 | 4057749120472 | 8 | 7 | KG | 129.6 | CDM | 1200 | 600 | 180 | MM | 84039090 | 1 |  |  | X | X | [5 empty] | B
8735100523 | Spanband 950 (2x) | Sangle 950 (2x) | Spannband Set 1500 (2x) everp | Tightening strap 1500 (2x) | 46 | 266.98 | 4057749120489 | 2.7 | 1.7 | KG | 9 | CDM | 300 | 300 | 100 | MM | 84039090 | 2 |  |  | X | X | [5 empty] | B
8735100524 | Spanband 1500 (2x) | Sangle 1500 (2x) | Spannband Set 2000-3000 (2x) everp | Tightening strap 2000-3000 (2x) | 48 | 314.16 | 4057749120496 | 3.5 | 2.5 | KG | 9 | CDM | 300 | 300 | 100 | MM | 84039090 | 2 |  |  | X | X | [5 empty] | B
8735100525 | Spanband 2000-3000 (2x) | Sangle 2000-3000 (2x) | PS Deckel Set 950 (vorne/hinten) everp | PS Cover set 950 (front/back) | 43 | 202.26 | 4057749120526 | 3.9 | 2.9 | KG | 9 | CDM | 300 | 300 | 100 | MM | 84039090 | 2 |  |  | X | X | [5 empty] | B
8735100528 | PS Deksel 950 (voor/achter) | PS Couvercle 950 (avant/arrière) | PS Deckel Set 1500 (vorne/hinten) everp | PS Cover set 1500 (front/back) | 44 | 222.48 | 4057749120533 | 6.4 | 4.2 | KG | 12.1 | CDM | 1100 | 1100 | 10 | MM | 84039090 | 1 |  |  | X | X | [5 empty] | B
8735100529 | PS Deksel 1500 (voor/achter) | PS Couvercle 1500 (avant/arrière) | PS Deckel Set 2000-3000 vorne/hint everp | PS cover set 2000-3000 (front/back) | 45 | 244.05 | 4057749120540 | 7.5 | 5.8 | KG | 14.4 | CDM | 1200 | 1200 | 10 | MM | 84039090 | 1 |  |  | X | X | [5 empty] | B
8735100530 | PS Deksel 2000-3000 (voor/achter) | PS Couvercle 2000-3000 (avant/arrière) | Abdeckleisten Set 750-950 (2x) everp | Cover strip set 750-950 (2x) | 32 | 73.62 | 4057749120571 | 12.7 | 8.4 | KG | 21.025 | CDM | 1450 | 1450 | 10 | MM | 84039090 | 1 |  |  | X | X | [5 empty] | B
8735100533 | Afdekstrook 750-950 (2x) | Couvre-joint 750-950 (2x) | Abdeckleisten Set 1500 (2x) everp | Cover strip set 1500 (2x) | 33 | 80.64 | 4057749120588 | 1.1 | 0.55 | KG | 5.31 | CDM | 1770 | 100 | 30 | MM | 84039090 | 2 |  |  | X | X | [5 empty] | B
8735100534 | Afdekstrook 1500 (2x) | Couvre-joint 1500 (2x) | Abdeckleisten Set 2000 (2x) everp | Cover strip set 2000 (2x) | 34 | 87.65 | 4057749120595 | 1.25 | 0.7 | KG | 5.65 | CDM | 1130 | 100 | 50 | MM | 84039090 | 2 |  |  | X | X | [5 empty] | B
8735100535 | Afdekstrook 2000 (2x) | Couvre-joint 2000 (2x) | Dichtring 48,7x75x20mm | Sealing ring 48,7x75x20mm | 36 | 102.88 | 4010009243243 | 1.18 | 0.63 | KG | 5.1 | CDM | 1020 | 100 | 50 | MM | 84039090 | 2 |  |  | X | X | [5 empty] | B
3868800 | Pakking 48,7x75x20mm | Joint 48,7x75x20mm | O-Ring 52x4 (viton) | O-ring 52x4mm (Viton) | 17 | - | 4010009243250 | 0.24 | 0.228 | KG | 0.128 | CDM | 80 | 80 | 20 | MM | 84039090 | 1 | Phased out |  | X | X | [5 empty] | B
3868820 | O-ring 52x4 (viton) | Joint torique 52x4mm (Viton) | Vorlauf-Sammler 16 bar DN80 2500-3500 L | Flow header 16 bar DN80 | 46 | 266.98 | 4010009245452 | 0.004 | 0.003 | KG | 0.015 | CDM | 55 | 55 | 5 | MM | 84039090 | 2 |  |  | X | X | [5 empty] | B
3870170 | Montage van de Pijp 16 bar DN80 | Collecteur départ 16 bar DN80 | Rücklauf-Sammler 16 bar DN80 2500-3500 L | Return header 16 bar DN80 | 47 | 291.25 | 4010009245469 | 8.5 | 8.287 | KG | 0.276 | HL | 690 | 200 | 200 | MM | 84039090 | 1 |  |  | X | X | [5 empty] | B
3870175 | Retourcollector DN80 16 bar | Collecteur retour DN 80 16 bar | Sammlerrohr f TBS-L 2500-4000 L | Connection pipe for header 2500-4000 L | 31 | 66.74 | 4010009245490 | 10.05 | 8.542 | KG | 27.6 | CDM | 690 | 200 | 200 | MM | 84039090 | 1 |  |  | X | X | [5 empty] | B
3870180 | Verbindingsbuis 2500-4000 L | Tube de raccordement pour collecteur | Rücklauf-Sammler DN80 25 bar | Return header 25 bar DN80 | 49 | 335.74 | 4010009245599 | 1.916 | 1.629 | KG | 1.729 | CDM | 396 | 97 | 45 | MM | 84039090 | 1 |  |  | X | X | [5 empty] | B
3870360 | Retourcollector DN80 25 bar | Collecteur retour DN 80 25 bar | Spannband LT/LF 2000/3000 Doppelsp kpl | Tightening strap LT A / LF 2000-3000/1 | 31 | 66.74 | 4047416011202 | 12.6 | 11.34 | KG | 0.294 | HL | 700 | 200 | 210 | MM | 84039090 | 1 |  |  | X | X | [5 empty] | B
5222811 | Spanband LT/LF 2000-3000/1 | Sangle LTA/LF 2000/1-3000/1 compl. | Segment C9 Teil 3 LT/LF2500/1 | Segment C9 part 3 LT A / LF 2500/1 | 65 | 1024.8 | 4047416038254 | 1.5 | 1.28 | KG | 1.26 | CDM | 30 | 30 | 1400 | MM | 84039090 | 1 |  |  | X | X | [5 empty] | B
5665476 | Segment C9 deel 3 LT/LF2500/1 | Segment C9 partie 3 LT A/LF 2500/1 | Isolierung Mantel 500.6-40 S everp | Insulation Jacket 500.6-40 S packed | 50 | 357.33 | 4057749745668 | 19.503 | 17.553 | KG | 0.843 | M3 | 2640 | 1030 | 310 | MM | 84039090 | 1 |  |  | X | X | [5 empty] | B
7735501818 | Isolatie 500.6-40 S | Isolation 500.6-40 S | Isolierung Mantel 500.6-40 B everp | Insulation Jacket 500.6-40 B packed | 50 | 357.33 | 4057749745675 | 16.5 | 14.025 | KG | 442.368 | CDM | 1440 | 160 | 1920 | MM | 84039090 | 1 |  |  | X | X | [5 empty] | B
7735501819 | Isolatie 500.6-40 blauw | Isolation 500.6-40 bleu | Isolierung Mantel 500.6-40 W everp | Insulation Jacket 500.6-40 W packed | 50 | 357.33 | 4057749745682 | 16.5 | 13.5 | KG | 461.89 | CDM | 1900 | 1430 | 170 | MM | 39219090 | 1 |  |  | X | X | [5 empty] | B
7735501820 | Isolatie 500.6-40 wit | Veste d’isolation 500.6-40 W emballé | Isolierung Mantel WP 400.6-40 everp | Insulation Jacket WP 400.6-40 B packed | 50 | 357.33 | 4057749745705 | 16.5 | 13.5 | KG | 461.89 | CDM | 1900 | 170 | 1430 | MM | 84039090 | 1 |  |  | X | X | [5 empty] | B
7735501822 | Isolatie WP 400.6-40 B blauw | Isolation WP 400.6-40 B bleu | Isolierung WP 400.6-40 W everp | Insulation Jacket WP 400.6-40 W packed | 50 | 357.33 | 4057749745712 | 14.5 | 11.5 | KG | 401.115 | CDM | 1650 | 1430 | 170 | MM | 84039090 | 1 |  |  | X | X | [5 empty] | B
7735501823 | Isolatie WP 400.6-40 wit | Isolation WP 400.6-40 blanc | Isolierung Mantel WP 500.6-40 B everp | Insulation Jacket WP 500.6-40 B packed | 50 | 357.33 | 4057749745736 | 14.5 | 11.5 | KG | 401.115 | CDM | 1650 | 1430 | 170 | MM | 84039090 | 1 |  |  | X | X | [5 empty] | B
7735501825 | Isolatie WP 500.6-40 blauw | Isolation WP 500.6-40 bleu | Isolierung WP 500.6-40 W everp | Insulation Jacket WP 500.6-40 W packed | 50 | 357.33 | 4057749745743 | 16.5 | 13.5 | KG | 461.89 | CDM | 1900 | 1430 | 170 | MM | 84039090 | 1 |  |  | X | X | [5 empty] | B
7735501826 | Isolatie WP 500.6-40 wit | Isolation WP 500.6-40 blanc | Werkzeug Kreisschneider D125mm everp | Tool Circle Cutter D125mm packed | 20 | 20.5 | 4057749745781 | 16.5 | 13.5 | KG | 461.89 | CDM | 1900 | 1430 | 170 | MM | 39269097 | 1 |  |  | X | X | [5 empty] | B
7735501830 | Gereedschap cirkel cutting D125mm | Outil coupe circulaire D125mm | Isolations Scheibe D375x30 everp | Insulation Disc D375x30 packed | 42 | 182.04 | 4057749745798 | 0.008 | 0.007 | KG | 0.003 | CDM | 1 | 80 | 40 | MM | 84039090 | 1 |  |  | X | X | [5 empty] | B
7735501831 | Isolatieschijf D375x30 | Disque d'isolement D375x30 | Verkleidungsdeckel D850 schwarz everp | Cover Outer Case D850 Black | 33 | 80.64 | 4054925893205 | 0.332 | 0.315 | KG | 4.332 | CDM | 380 | 380 | 30 | MM | 84039090 | 1 |  |  | X | X | [5 empty] | B
8735100268 | Afdekking Deksel D850 zwart | Couvercle Couvercle D850 noir | Weichschaum Rosette D320x0x50 everp | Seal Foam Rose D320x0x50 | 34 | 87.65 | 4054925893243 | 2.785 | 2.367 | KG | 112.211 | CDM | 1010 | 110 | 1010 | MM | 84199085 | 1 |  |  | X | X | [5 empty] | B
8735100272 | Zachtschuim Rozet D320x0x50 | Mousse molle Rozet D320x0x50 | Isolierung Handloch 500 schwarz everp | Insulation Access Hole 500 black | 44 | 222.48 | 4054925893250 | 0.332 | 0.315 | KG | 14.019 | CDM | 367 | 357 | 107 | MM | 84039090 | 1 |  |  | X | X | [5 empty] | B
8735100273 | Isolatie Handgat 500 zwart | Isolation Trou de poing 500 noir | Abdeckung Handloch D197/145 schw. everp | Cover Hand Hole D197/145 black | 34 | 87.65 | 4054925893397 | 0.421 | 0.399 | KG | 14.019 | CDM | 367 | 357 | 107 | MM | 84039090 | 1 |  |  | X | X | [5 empty] | B
8735100291 | Afdekking Handgatdeksel D197/145 zwart | Couvercle de trou de visit D197/145 noir | Weichschaum Rosette D200x60x40 everp | Seal Foam D200x60x40 | 27 | 42.05 | 4054925893403 | 0.33 | 0.313 | KG | 6.831 | CDM | 330 | 230 | 90 | MM | 84039090 | 1 |  |  | X | X | [5 empty] | B
8735100292 | Zachtschuim Rozet D200x60x40 | Mousse molle Rozet D200x60x40 | Isolierung Boden D820x100 everp | Insulation Bottom 820x100 packed | 30 | 59.86 | 4054925971989 | 0.203 | 0.192 | KG | 5.94 | CDM | 330 | 225 | 80 | MM | 84039090 | 1 |  |  | X | X | [5 empty] | B
8735100305 | Isolatie onder 820x100 | Isolation bas 820x100 | Abdeckung E-Muffe schwarz everp | Cover E-sleeve Black packed | 35 | 95.06 | 4054925933772 | 1.043 | 0.886 | KG | 67.24 | CDM | 820 | 820 | 100 | MM | 84039090 | 1 |  |  | X | X | [5 empty] | B
8735100312 | Afdekking Elektrisch verwarm. mouw zwart | Couvercle manchon chauff électric - noir | Spannband everp | Case Fixing packed | 29 | 53.54 | 4054925933826 | 0.229 | 0.217 | KG | 5.083 | CDM | 230 | 170 | 130 | MM | 84039090 | 1 |  |  | X | X | [5 empty] | B
8735100317 | Spanband | Sangle | Weichschaum Rosette D280x0x50 everp | Seal Foam Rose 280x0x50 packed | 32 | 73.62 | 4054925933833 | 0.074 | 0.07 | KG | 0.284 | CDM | 90 | 90 | 35 | MM | 84039090 | 1 |  |  | X | X | [5 empty] | B
8735100318 | Zachtschuim Rozet 280x0x50 | Mousse molle Rozet 280x0x50 | Wärmeschutz Speicher S750 everp | Insulation cylinder S750 packed | 54 | 493.52 | 4054925933871 | 0.456 | 0.433 | KG | 18.158 | CDM | 355 | 310 | 165 | MM | 84039090 | 1 |  |  | X | X | [5 empty] | B
8735100338 | Isolatie boiler S750 | Isolation ballon S750 | Wärmeabdeckg Handl 750/1000 Schw everp | Cover Hand Hole 750/1000 black packed | 27 | 42.05 | 4054925935097 | 21 | 17.85 | KG | 1726.483 | CDM | 950 | 950 | 1913 | MM | 85169000 | 1 |  |  | X | X | [5 empty] | B
8735100342 | Isolatie Handgatdeksel 750/1000 zwart | Isolation Trappe de visite 750/1000 noir | Abdeckleisten Set 2500 (2x) everp | Cover strip set 2500 (2x) | 34 | 87.65 | 4057749120601 | 0.546 | 0.464 | KG | 18.711 | CDM | 360 | 315 | 165 | MM | 39269097 | 1 |  |  | X | X | [5 empty] | B
8735100536 | Afdekstrook 2500 (2x) | Couvre-joint 2500 (2x) | Abdeckleisten Set 3000 (2x) everp | Cover strip set 3000 (2x) | 35 | 95.06 | 4057749120618 | 1.3 | 0.75 | KG | 6.1 | CDM | 1220 | 100 | 50 | MM | 84039090 | 2 |  |  | X | X | [5 empty] | B
8735100537 | Afdekstrook 3000 (2x) | Couvre-joint 3000 (2x) | WT PSG mont 3,0qm everp | Heat exchanger 3.0qm | 64 | 977.58 | 4047416085203 | 1.45 | 0.9 | KG | 7.1 | CDM | 1420 | 100 | 50 | MM | 84039090 | 2 |  |  | X | X | [5 empty] | B
67900703 | Warmtewisselaar 3,0qm | Echangeur 3,0qm compl. | WT PSG mont 3,6qm everp | Heat exchanger 3.6qm | 67 | 1125.92 | 4047416085210 | 18.4 | 16.56 | KG | 0.947 | HL | 740 | 400 | 320 | MM | 84039090 | 1 |  |  | X | X | [5 empty] | B
67900704 | Warmtewisselaar 3.6qm | Echangeur 3,6qm | Entleerungs-Set THS everp | Draining set | 37 | 112.45 | 4047416085241 | 18.5 | 16.65 | KG | 0.947 | HL | 738 | 395 | 325 | MM | 84039090 | 1 |  |  | X | X | [5 empty] | B
67900714 | Drain-set | Kit de vidange | Wärmeschutz Speicher SU750-C everp | Insulation Tank SU750-C sp | 54 | 493.52 | 4062321762612 | 0.55 | 0.467 | KG | 1.08 | CDM | 150 | 120 | 60 | MM | 84039090 | 1 |  |  | X | X | [5 empty] | B
7735502735 | Isolatie boiler SU750-C | Réservoir d’isolation SU750-C sp | Wärmeschutz Speicher SU750-C everp | Insulation tank SF750-C sp | 54 | 493.52 | 4062321762650 | 40.97 | 15.6 | KG | 2520 | CDM | 1200 | 1000 | 2100 | MM | 39269097 | 1 |  |  | X | X | [5 empty] | B
7735502736 | Isolatie boiler W750-5XC | Réservoir d’isolation SF750-C sp | Wärmeschutz Speicher SU1000-C everp | Insulation Tank SU1000-C packed | 55 | 538.01 | 4062321763589 | 40.97 | 15.06 | KG | 2520 | CDM | 1200 | 1000 | 2100 | MM | 39269097 | 1 |  |  | X | X | [5 empty] | B
7735502751 | Isolatie boiler SU1000-C | Réservoir d’isolation SU1000-C emballé | Wärmeschutz Speicher SF1000-C everp | Insulation tank SF1000-C | 55 | 538.01 | 4062321763596 | 45.94 | 17.66 | KG | 2822.4 | CDM | 1200 | 1120 | 2100 | MM | 39269097 | 1 |  |  | X | X | [5 empty] | B
7735502752 | Isolatie boiler W1000-5XC | Réservoir d’isolation SF1000-C | Wärmeschutz PSG/CBS 750 li blau everp | Insulation PSG/CBS 750 left blue single | 58 | 680.95 | 4051516117443 | 45.94 | 17.66 | KG | 2822.4 | CDM | 1200 | 1120 | 2100 | MM | 39269097 | 1 |  |  | X | X | [5 empty] | B
87185417780 | Isolatie PSG/CBS 750 links blauw | Isolation PSG/CBS 750 gauche bleu | Wärmeschutz PSG/CBS 750 re blau everp | Insulation PSG/CBS 750 right blue single | 58 | 680.95 | 4051516117450 | 14.4 | 12.24 | KG | 921.172 | CDM | 1670 | 280 | 1970 | MM | 84039090 | 1 |  |  | X | X | [5 empty] | B
87185417790 | Isolatie PSG/CBS 750 rechts blauw | Isolation PSG/CBS 750 droite bleu | Wärmeschutz 750 Boden everp | Insulation 750 bottom single | 37 | 112.45 | 4051516117467 | 16.995 | 14.445 | KG | 1008.369 | CDM | 1620 | 295 | 2110 | MM | 84039090 | 1 |  |  | X | X | [5 empty] | B
87185417800 | Isolatie 750 onder | Isolation 750 bas | Wärmeschutz 750 Deckel everp | Insulation 750 top single | 40 | 145.62 | 4051516117474 | 0.805 | 0.684 | KG | 44.8 | CDM | 800 | 800 | 70 | MM | 84039090 | 1 |  |  | X | X | [5 empty] | B
87185417810 | Isolatie 750 Deksel | Isolation 750 Couvercle | Wärmeschutz 750 links weiß everp | Insulation 750 left white single | 58 | 680.95 | 4051516117481 | 1.684 | 1.431 | KG | 89.6 | CDM | 800 | 140 | 800 | MM | 84039090 | 1 |  |  | X | X | [5 empty] | B
87185417820 | Isolatie 750 links wit | Isolation 750 gauche blanc | Wärmeschutz 750 rechts weiß everp | Insulation 750 right white singl | 58 | 680.95 | 4051516117498 | 18.5 | 15.725 | KG | 0.787 | M3 | 2100 | 1500 | 250 | MM | 84039090 | 1 |  |  | X | X | [5 empty] | B
87185417830 | Isolatie 750 rechts wit | Isolation 750 droite blanc | Wärmeschutz PL1000/2 S Boden everp | Insulation PL1000/2 S bottom single pack | 37 | 112.45 | 4051516117528 | 18.5 | 15.725 | KG | 0.787 | M3 | 2100 | 1500 | 250 | MM | 84039090 | 1 |  |  | X | X | [5 empty] | B
87185417860 | Isolatie PL1000/2 S onder | Isolation PL1000/2 S bas | Wärmeschutz PL1000 li weiss everp | Insulation PL1000 left white single pack | 57 | 632.4 | 4051516117542 | 7.5 | 6.7 | KG | 0.896 | HL | 900 | 60 | 900 | MM | 84039090 | 1 |  |  | X | X | [5 empty] | B
87185417880 | Isolatie PL1000 links wit | Isolation PL1000 gauche blanc | Wärmeschutz PL1000 re weiss everp | Insulation PL1000 right white single pac | 57 | 632.4 | 4051516117559 | 20.5 | 17.725 | KG | 0.787 | M3 | 2100 | 1500 | 250 | MM | 84039090 | 1 |  |  | X | X | [5 empty] | B
87185417890 | Isolatie PL1000 rechts wit | Isolation PL1000 droite blanc | Wärmeschutz PSG1500 li blau everp | Insulation PSG1500 left blue single pack | 59 | 728.13 | 4051516117566 | 20.5 | 17.725 | KG | 0.787 | M3 | 2100 | 1500 | 250 | MM | 84039090 | 1 |  |  | X | X | [5 empty] | B
87185417900 | Isolatie PSG1500 links blauw | Isolation PSG1500 gauche bleu | Wärmeschutz PSG1500 re blau everp | Insulation PSG1500 right blue single pac | 59 | 728.13 | 4051516117573 | 21.5 | 18.275 | KG | 1373.7 | CDM | 1900 | 300 | 2410 | MM | 84039090 | 1 |  |  | X | X | [5 empty] | B
87185417910 | Isolatie PSG1500 rechts blauw | Isolation PSG1500 droite bleu | Wärmeschutz PL750/2S S li blau everp | Insulation PL750/2 S left blue single | 60 | 775.33 | 4051516117603 | 21.5 | 18.725 | KG | 1373.7 | CDM | 1900 | 300 | 2410 | MM | 84039090 | 1 |  |  | X | X | [5 empty] | B
87185417940 | Isolatie PL750/2S S links blauw | Isolation PL750/2S S gauche bleu | Wärmeschutz PL750/2 S re blau everp | Insulation PL750/2 S right blue single | 59 | 728.13 | 4051516117610 | 18.5 | 15.725 | KG | 1023.75 | CDM | 1610 | 300 | 2160 | MM | 84039090 | 1 |  |  | X | X | [5 empty] | B
87185417950 | Isolatie PL750/2 S rechts blauw | Isolation PL750/2 S droite bleu | Wärmeschutz PL750/2 S li weiss everp | Insulation PL750/2 S left white single | 60 | 775.33 | 4051516117627 | 14 | 11.9 | KG | 1043.28 | CDM | 1610 | 300 | 2160 | MM | 84039090 | 1 |  |  | X | X | [5 empty] | B
87185417960 | Isolatie PL750/2 S links wit | Isolation PL750/2 S gauche blanc | Wärmeschutz PL1000/2 S li weiss everp | Insulation PL1000/2 S left white single | 61 | 815.79 | 4051516117641 | 18.5 | 15.725 | KG | 0.787 | M3 | 1620 | 300 | 2100 | MM | 84039090 | 1 |  |  | X | X | [5 empty] | B
87185417980 | Isolatie PL1000/2 S links wit | Isolation PL1000/2 S gauche blanc | Wärmeschutz PL1000/2 S re weiss everp | Insulation PL1000/2 S right white single | 61 | 815.79 | 4051516117658 | 20.5 | 17.725 | KG | 0.787 | M3 | 2100 | 1500 | 250 | MM | 84039090 | 1 |  |  | X | X | [5 empty] | B
87185417990 | Isolatie PL1000/2 S rechts wit | Isolation PL1000/2 S droite blanc | Isolierung Boden D930x100 everp | Insulation Bottom 930x100 packed | 31 | 66.74 | 4054925971996 | 20.5 | 17.725 | KG | 0.787 | M3 | 2100 | 1500 | 250 | MM | 84039090 | 1 |  |  | X | X | [5 empty] | B
8735100306 | Isolatie onder 930x100 | Isolation bas 930x100 | Folienmantel S1000 blau everp | Cover Jacket S1000 blue packed | 46 | 266.98 | 4054925933796 | 1.454 | 1.235 | KG | 77.841 | CDM | 930 | 90 | 930 | MM | 84039090 | 1 |  |  | X | X | [5 empty] | B
8735100314 | Foliemantel S1000 blauw | Habillage film S1000 bleu | Folienmantel S750 weiss everp | Cover Jacket S750 white packed | 45 | 244.05 | 4054925933802 | 5.382 | 4.574 | KG | 66.739 | CDM | 185 | 185 | 1950 | MM | 84039090 | 1 |  |  | X | X | [5 empty] | B
8735100315 | Foliemantel S750 wit | Habillage film S750 blanc | Folienmantel S1000 weiss Everp | Cover Jacket S1000 white packed | 46 | 266.98 | 4054925933819 | 4.34 | 3.689 | KG | 75.66 | CDM | 200 | 195 | 1940 | MM | 84039090 | 1 |  |  | X | X | [5 empty] | B
8735100316 | Foliemantel S1000 wit | Habillage film S1000 blanc | Weichschaum Rosette D210x130x35 everp | Seal Foam Rose 210x130x35 packed | 25 | 32.89 | 4054925933840 | 5 | 4.25 | KG | 77.6 | CDM | 200 | 200 | 1940 | MM | 84039090 | 1 |  |  | X | X | [5 empty] | B
8735100319 | Zachtschuim Rozet 210x130x35 | Mousse molle Rozet 210x130x35 | Set Rosetten selbstklebend S everp | Set rosettes self-adhesive S packed | 27 | 42.05 | 4054925933864 | 0.156 | 0.148 | KG | 6.072 | CDM | 330 | 230 | 80 | MM | 39269097 | 1 |  |  | X | X | [5 empty] | B
8735100321 | Set rozetten zelfklevende S | Set rosettes auto-adhésif S | Waermetauscher 1,0qm 7-Rohr PB2 everp | Heat exchanger 1,0qm 7-tube PB2 packed | 69 | 1240.52 | 4062321244798 | 0.056 | 0.053 | KG | 0.484 | CDM | 110 | 110 | 40 | MM | 84039090 | 1 |  |  | X | X | [5 empty] | B
8735100915 | Warmtewisselaar 1,0qm 7-buis PB2 | Echangeur de chaleur 1,0qm 7-tube PB2 | Anschlussschlauch 720mm rot everp | Connection hose red 720mm lg | 37 | 112.45 | 4047416005164 | 11 | 10 | KG | 63 | CDM | 700 | 300 | 300 | MM | 84039090 | 1 |  |  | X | X | [5 empty] | B
5177714 | Slang rood 720mm | Tuyau frouge long. 720mm | Anschlussschlauch 720mm blau everp | Connection hose blue 720mm lg | 38 | 122.17 | 4047416005171 | 0.562 | 0.478 | KG | 0.077 | HL | 400 | 300 | 35 | MM | 84039090 | 1 |  |  | X | X | [5 empty] | B
5177716 | Slang blauw 720mm | FLEXIBLE ALIM "BLEU" PL1500 720mm | Anschlussschlauch 240mm everp | Connection hose 240mm lg | 35 | 95.06 | 4047416005188 | 0.556 | 0.473 | KG | 0.187 | HL | 832 | 247 | 91 | MM | 84039090 | 1 |  |  | X | X | [5 empty] | B
5177718 | Slang 240mm | Tuyau long. 240mm | Wärmeschutz PSG1500 re weiss everp | Thermal insulation right (white) PL1500 | 59 | 728.13 | 4047416085654 | 0.357 | 0.339 | KG | 0.906 | CDM | 272 | 74 | 45 | MM | 84039090 | 1 |  |  | X | X | [5 empty] | B
67900839 | Isolatie PSG1500 Rechts wit | Isolation droit (blanc) pour PL 1500 | Wärmeschutz PSG1500 li weiss everp | Thermal insulation left (white) PL1500 | 59 | 728.13 | 4047416085661 | 7.9 | 7.11 | KG | 0.437 | M3 | 2215 | 1880 | 105 | MM | 84039090 | 1 |  |  | X | X | [5 empty] | B
67900840 | Isolatie PSG1500 Links wit | Isolation gauche (blanc) pour PL1500 | Abdeckung D1420x70mm Deckel everp | Casing lid D1420x70mm black PL1500 | 42 | 182.04 | 4047416085692 | 7.9 | 7.11 | KG | 0.437 | M3 | 2215 | 1880 | 105 | MM | 84039090 | 1 |  |  | X | X | [5 empty] | B
67900843 | Afdekking D1420x70mm | Couvercle d'habillage D1420x70mm noir | Abdeckleiste PSG 1500 everp | Cover strips front PL1500 | 35 | 95.06 | 4047416085722 | 2.9 | 2.465 | KG | 40.18 | CDM | 20 | 1435 | 1400 | MM | 84039090 | 1 |  |  | X | X | [5 empty] | B
67900846 | Afdekstrook PSG1500 | Barre de recouvrement pour PL1500 | Wärmeschutz Speicher P750 M-C everp | Insulation Tank P750 M-C sp | 53 | 453.07 | 4062321762667 | 1.411 | 1.199 | KG | 27.648 | CDM | 1920 | 160 | 90 | MM | 84039090 | 1 |  |  | X | X | [5 empty] | B
7735502737 | Isolatie boiler P750 M-C | Isolation ballon P750 M-C | Wärmeschutz Speicher PW750-C everp | Insulation Tank PW750-C packed | 53 | 453.07 | 4062321763374 | 40.4 | 14.49 | KG | 2370 | CDM | 1200 | 1000 | 1975 | MM | 39269097 | 1 |  |  | X | X | [5 empty] | B
7735502742 | Isolatie boiler PW 750-C | Isolation ballon PW 750-C | Wärmeschutz Speicher P1000-C everp | Insulation Tank P1000-C packed | 53 | 453.07 | 4062321763602 | 40.4 | 14.49 | KG | 2370 | CDM | 1200 | 1000 | 1975 | MM | 39269097 | 1 |  |  | X | X | [5 empty] | B
7735502753 | Isolatie boiler P1000-C | Isolation ballon P1000-C | Wärmeschutz Speicher PW1000-C everp | Insulation Tank PW1000-C sp | 53 | 453.07 | 4062321763343 | 43.36 | 17.45 | KG | 2898 | CDM | 1200 | 1000 | 2415 | MM | 39269097 | 1 |  |  | X | X | [5 empty] | B
7735502757 | Isolatie boiler PW1000-C | Isolation ballon PW1000-C | Wärmeschutz PSG1500 Boden everp | Insulation PSG1500 bottom single pack | 36 | 102.88 | 4051516117580 | 43.36 | 17.45 | KG | 2898 | CDM | 1200 | 1000 | 2415 | MM | 39269097 | 1 |  |  | X | X | [5 empty] | B
87185417920 | Isolatie PSG1500 onder | Isolation PSG1500 bas | Wärmeschutz PSG1500 Deckel everp | Insulation PSG1500 top single pack | 43 | 202.26 | 4051516117597 | 10.5 | 9.7 | KG | 1.185 | HL | 920 | 920 | 140 | MM | 84039090 | 1 |  |  | X | X | [5 empty] | B
87185417930 | Isolatie PSG1500 Deksel | Isolation PSG1500 Couvercle | Folienmantel P990 weiß everp | Cover Jacket P990 white packed | 45 | 244.05 | 4057749228321 | 10.5 | 9.7 | KG | 1.185 | HL | 920 | 920 | 140 | MM | 84039090 | 1 |  |  | X | X | [5 empty] | B
8735100583 | Foliemantel P990 wit | Habillage film P990 blanc | Folienmantel P990 blau everp | Cover Jacket P990 blue packed | 45 | 244.05 | 4057749228338 | 9 | 8 | KG | 82.14 | CDM | 2400 | 185 | 185 | MM | 84039090 | 1 |  |  | X | X | [5 empty] | B
8735100584 | Foliemantel P990 blauw | Habillage film P990 bleu | Folienmantel P1300 weiß everp | Cover Jacket P1300 white packed | 48 | 314.16 | 4057749228345 | 9 | 8 | KG | 82.14 | CDM | 2400 | 185 | 185 | MM | 84039090 | 1 |  |  | X | X | [5 empty] | B
8735100585 | Foliemantel P1300 wit | Habillage film P1300 blanc | Folienmantel P1300 blau everp | Cover Jacket P1300 blue packed | 48 | 314.16 | 4057749228352 | 5.761 | 4.896 | KG | 89.123 | CDM | 195 | 197 | 2320 | MM | 84039090 | 1 |  |  | X | X | [5 empty] | B
8735100586 | Foliemantel P1300 blauw | Habillage film P1300 bleu | Wärmeschutz Speicher P750-C everp | Insulation Tank P750-C Packed | 54 | 493.52 | 4057749307972 | 10 | 9 | KG | 82.14 | CDM | 185 | 185 | 2290 | MM | 84039090 | 1 |  |  | X | X | [5 empty] | B
8735100589 | Isolatie boiler P750-C | Isolation ballon P750-C | Wärmeschutz Speicher P990-C everp | Insulation Tank P990-C Packed | 56 | 585.2 | 4057749307989 | 38.82 | 15.8 | KG | 2418 | CDM | 1200 | 1000 | 2015 | MM | 84039090 | 1 |  |  | X | X | [5 empty] | B
8735100590 | Isolatie boiler P990-C | Isolation ballon P990-C | Wärmeschutz Speicher P1000-C everp | Insulation Tank P1000-C Packed | 54 | 493.52 | 4057749307996 | 41.8 | 18.8 | KG | 2688 | CDM | 1200 | 1120 | 2000 | MM | 84039090 | 1 |  |  | X | X | [5 empty] | B
8735100591 | Isolatie boiler P1000-C | Isolation ballon P1000-C | Wärmeschutz Speicher P1300-C everp | Insulation Tank P1300-C Packed | 57 | 632.4 | 4057749308009 | 42.02 | 19 | KG | 2896.8 | CDM | 1200 | 1000 | 2414 | MM | 84039090 | 1 |  |  | X | X | [5 empty] | B
8735100592 | Isolatie boiler P1300-C | Isolation ballon P1300-C | Folienmantel P750 blau everp | Cover Jacket P750 blue packed | 44 | 222.48 | 4057749309242 | 46.52 | 23.5 | KG | 3279.36 | CDM | 1200 | 1120 | 2440 | MM | 84039090 | 1 |  |  | X | X | [5 empty] | B
8735100594 | Foliemantel P750 blauw | Habillage film P750 bleu | Folienmantel P750 weiß everp | Cover Jacket P750 white packed | 44 | 222.48 | 4057749309259 | 4.328 | 3.678 | KG | 65.028 | CDM | 185 | 190 | 1850 | MM | 84039090 | 1 |  |  | X | X | [5 empty] | B
8735100595 | Foliemantel P750 wit | Habillage film P750 blanc | Folienmantel P1000 blau everp | Cover Jacket P1000 bue packed | 48 | 314.16 | 4057749309266 | 4.326 | 3.677 | KG | 67.86 | CDM | 180 | 200 | 1885 | MM | 84039090 | 1 |  |  | X | X | [5 empty] | B
8735100596 | Foliemantel P1000 blauw | Habillage film P1000 bleu | Folienmantel P1000 weiß everp | Cover Jacket P1000 white packed | 46 | 266.98 | 4057749309273 | 5.076 | 4.314 | KG | 78.033 | CDM | 185 | 185 | 2280 | MM | 84199085 | 1 |  |  | X | X | [5 empty] | B
8735100597 | Foliemantel P1000 wit | Habillage film P1000 blanc | Set Weichschaum Rosetten P everp | Seal Foam Rose P | 28 | 47.73 | 4057749309280 | 4.94 | 4.199 | KG | 91.2 | CDM | 200 | 200 | 2280 | MM | 84039090 | 1 |  |  | X | X | [5 empty] | B
8735100598 | Set Zachtschuim Rozet P | Set Mousse molle Rozet P | Mont-Kit-Sensor 1 everp | Mont-Kit-Sensor 1 packed | 33 | 80.64 | 4051516690618 | 0.189 | 0.179 | KG | 5.85 | CDM | 325 | 225 | 80 | MM | 84039090 | 1 |  |  | X | X | [5 empty] | B
87387032440 | Montage Kit-Sensor 1 | Montage Kit-Sensor 1 | Zugentlastungsschelle (1x) everp | Strain relief clamp (1x) | 14 | 9.38 | 4010009240631 | 0.24 | 0.228 | KG | 2.217 | CDM | 220 | 155 | 65 | MM | 84039090 | 1 |  |  | X | X | [5 empty] | B
3868386 | Trekontlasting Klembeugel (1x) | Serre-câble Support (1x) | Einlaufrohr Kaltwasser | Inlet pipe cold water unit | 27 | 42.05 | 4010009650041 | 0.01 | 0.009 | KG | 0.204 | CDM | 85 | 120 | 20 | MM | 84039090 | 1 |  |  | X | X | [5 empty] | B
475613 | Toevoerpijp koud tapwater | Tube injecteur eau froide | Abdeckung vorne gelocht 400/500 | Cover front perforated 400/500 | 25 | 32.89 | 4047416054223 | 0.415 | 0.394 | KG | 10.692 | CDM | 810 | 120 | 110 | MM | 84039090 | 1 |  |  | X | X | [5 empty] | B
63004274 | Afdekkap voor 400/500 | Couvercle avant poinconne | Wärmeschutzscheibe gelocht H70 400-1000 | Thermal insul. disc perforated H70 400 | 18 | 16.32 | 4047416054254 | 1.165 | 0.99 | KG | 66.96 | CDM | 620 | 400 | 270 | MM | 84039090 | 1 |  |  | X | X | [5 empty] | B
63004277 | Isolatie geperforeerd H70 400-1000 | Disque d'isolation perforée H70 400-1000 | Wärmeschutz Speicher PNRZ750-C everp | Insulation Tank PNRZ750-C packed | 53 | 453.07 | 4062321762674 | 0.103 | 0.097 | KG | 5.292 | CDM | 280 | 270 | 70 | MM | 84039090 | 1 |  |  | X | X | [5 empty] | B
7735502738 | Isolatie boiler PNRZ750-C | Isolation ballon PNRZ750-C | Wärmeschutz Speicher PR750-C everp | Insulation Tank PR750-C sp | 53 | 453.07 | 4062321763305 | 40.4 | 14.49 | KG | 2370 | CDM | 1200 | 1000 | 1975 | MM | 39269097 | 1 |  |  | X | X | [5 empty] | B
7735502739 | Isolatie boiler PR750-C | Isolation ballon PR750-C | Wärmeschutz Speicher PRZ750-C everp | Insulation Tank PRZ750-C sp | 53 | 453.07 | 4062321763312 | 40.4 | 14.49 | KG | 2370 | CDM | 1200 | 1000 | 1975 | MM | 39269097 | 1 |  |  | X | X | [5 empty] | B
7735502740 | Isolatie boiler PRZ750-C | Isolation ballon PRZ750-C | Wärmeschutz Speicher PNR750-C everp | Insulation Tank PNR750-C sp | 53 | 453.07 | 4062321763350 | 40.4 | 14.49 | KG | 2370 | CDM | 1200 | 1000 | 1975 | MM | 39269097 | 1 |  |  | X | X | [5 empty] | B
7735502741 | Isolatie boiler PNR750-C | Isolation ballon PNR750-C | Wärmeschutz Speicher PRZ1000-C everp | Insulation Tank PRZ1000-C packed | 53 | 453.07 | 4062321763619 | 40.4 | 14.49 | KG | 2370 | CDM | 1200 | 1000 | 1975 | MM | 39269097 | 1 |  |  | X | X | [5 empty] | B
7735502754 | Isolatie boiler PRZ1000-C | Isolation ballon PRZ1000-C | Wärmeschutz (Speicher) PR1000-C everp | Insulation (Storage tank) PR1000-C sp | 53 | 453.07 | 4062321763329 | 43.36 | 17.45 | KG | 2898 | CDM | 1200 | 1000 | 2415 | MM | 39269097 | 1 |  |  | X | X | [5 empty] | B
7735502755 | Isolatie (Boiler) PR1000-C | Isolation (Ballon) PR1000-C | Wärmeschutz Speicher PNR1000-C everp | Insulation tank PNR1000-C sp | 53 | 453.07 | 4062321763336 | 43.36 | 17.45 | KG | 2898 | CDM | 1200 | 1000 | 2415 | MM | 39269097 | 1 |  |  | X | X | [5 empty] | B
7735502756 | Isolatie boiler PNR1000-C | Isolation ballon PNR1000-C | Wärmeschutz Speicher PNRZ1000-C everp | Insulation tank PNRZ1000-C sp | 53 | 453.07 | 4062321763367 | 43.36 | 17.45 | KG | 2898 | CDM | 1200 | 1000 | 2415 | MM | 39269097 | 1 |  |  | X | X | [5 empty] | B
7735502758 | Isolatie boiler PNRZ1000-C | Isolation ballon PNRZ1000-C | Wärmeschutz Speicher PNR1300-C everp | Insulation Tank PNR1300-C packed | 55 | 538.01 | 4062321763503 | 43.36 | 17.45 | KG | 2898 | CDM | 1200 | 1000 | 2415 | MM | 39269097 | 1 |  |  | X | X | [5 empty] | B
7735502767 | Isolatie boiler PNR1300-C | Isolation ballon PNR1300-C | Wärmeschutz Speicher PR1300-C everp | Insulation Tank PR1300-C packed | 55 | 538.01 | 4062321763527 | 48.76 | 20.48 | KG | 3279.36 | CDM | 1200 | 1120 | 2440 | MM | 39269097 | 1 |  |  | X | X | [5 empty] | B
7735502768 | Isolatie boiler PR1300-C | Isolation ballon PR1300-C | Handlochdeckel everp | Manhole cover | 49 | 335.74 | 4047416310299 | 48.76 | 20.48 | KG | 3279.36 | CDM | 1200 | 1120 | 2440 | MM | 39269097 | 1 |  |  | X | X | [5 empty] | B
7747022151 | Handgatdeksel | TRAPPE VISITE | Temperaturschalter Set BU everp | Switch Temperature Set BU Everp | 31 | 66.74 | 4051516607104 | 4.9 | 4.655 | KG | 64.696 | CDM | 780 | 288 | 288 | MM | 84039090 | 1 |  |  | X | X | [5 empty] | B
87185402930 | Temperatuurschakelaars BU | Interrupteurs de température BU | Wärmeschutz 400+500 Boden everp | Insulation 400+500 bottom single pack | 33 | - | 4051516118037 | 0.002 | 0.001 | KG | 0.32 | CDM | 20 | 400 | 40 | MM | 84039090 | 1 | Phased out |  | X | X | [5 empty] | B
87185418370 | Isolatie 400+500 onder | Isolation 400+500 bas | Wärmeschutz 400+500 Deckel everp | Insulation 400+500 top single pack | 35 | 95.06 | 4051516118044 | 0.44 | 0.418 | KG | 26.934 | CDM | 670 | 60 | 670 | MM | 84039090 | 1 |  |  | X | X | [5 empty] | B
87185418380 | Isolatie 400+500 Deksel | Isolation 400+500 Couvercle | Wärmeschutz SMH500 E li blau everp | Insulation SMH500 E left blue single pac | 55 | 538.01 | 4051516118075 | 0.83 | 0.705 | KG | 49.379 | CDM | 670 | 110 | 670 | MM | 84039090 | 1 |  |  | X | X | [5 empty] | B
87185418420 | Isolatie SMH500 E links blauw | Isolation SMH500 E gauche bleu | Wärmeschutz SMH500 E re blau everp | Insulation SMH500 E right blue single pa | 55 | 538.01 | 4051516118082 | 16 | 15 | KG | 0.798 | M3 | 1900 | 1400 | 300 | MM | 84039090 | 1 |  |  | X | X | [5 empty] | B
87185418430 | Isolatie SMH500 E rechts blauw | Isolation SMH500 E droite bleu | Wärmeschutz SMH500 EW re weiss everp | Insulation SMH500 EW right white single | 55 | 538.01 | 4051516118099 | 16 | 15 | KG | 0.798 | M3 | 1900 | 1400 | 300 | MM | 84039090 | 1 |  |  | X | X | [5 empty] | B
87185418440 | Isolatie SMH500 EW rechts wit | Isolation SMH500 EW droite blanc | Wärmeschutz SMH500 EW li weiss everp | Insulation SMH500 EW left white single p | 55 | 538.01 | 4051516118105 | 16 | 13.6 | KG | 892.5 | CDM | 1700 | 250 | 2100 | MM | 84039090 | 1 |  |  | X | X | [5 empty] | B
87185418450 | Isolatie SMH500 EW links wit | Isolation SMH500 EW gauche blanc | Abdeckung Handloch schwarz everp | Covering handhole black single pack | 31 | 66.74 | 4047416135649 | 16 | 13.6 | KG | 892.5 | CDM | 1700 | 250 | 2100 | MM | 84039090 | 1 |  |  | X | X | [5 empty] | B
87185730180 | Afdekking Handgatdeksel zwart | Couvercle Trappe de visite noir | Abdeckung Deckel schwarz everp | Covering top black single pack | 32 | 73.62 | 4047416135656 | 0.507 | 0.482 | KG | 9 | CDM | 300 | 300 | 100 | MM | 84039090 | 1 |  |  | X | X | [5 empty] | B
87185730190 | Deksel zwart | Couvercle noir | Abdeckleiste 278lg schwarz everp | Covering strip 278lg black single pack | 30 | 59.86 | 4047416135663 | 3.84 | 3.264 | KG | 68 | CDM | 850 | 800 | 100 | MM | 84039090 | 1 |  |  | X | X | [5 empty] | B
87185730210 | Afdekstrook 278mm zwart | Couvre-joint 278mm noir | Abdeckleiste 1422lg schwarz gel everp | Covering strip 1422mm black single pack | 31 | 66.74 | 4047416207575 | 0.108 | 0.102 | KG | 0.825 | CDM | 330 | 100 | 25 | MM | 84039090 | 1 |  |  | X | X | [5 empty] | B
87185751860 | Afdekstrook 1422mm zwart | Couvre-joint 1422mm noir | Wärmeschutz P750 S C everp | Insulation P750 S C packed | 59 | 728.13 | 4057749766083 | 2 | 1.5 | KG | 0.075 | HL | 1500 | 100 | 50 | MM | 84039090 | 1 |  |  | X | X | [5 empty] | B
8735100755 | Isolatie P750 S C | Isolation P750 S C | Wärmeschutz P750 S C W everp | Insulation P750 S C W packed | 59 | 728.13 | 4057749766090 | 31 | 19 | KG | 787.5 | CDM | 2100 | 1500 | 250 | MM | 84039090 | 1 |  |  | X | X | [5 empty] | B
8735100756 | Isolatie P750 S C W | Isolation P750 S C W | Folienmantel silber SH370RW everp | Cover Jacket Silver SH370RW packed | 45 | 244.05 | 4057749707710 | 22.8 | 19.38 | KG | 1008 | CDM | 1600 | 300 | 2100 | MM | 84039090 | 1 |  |  | X | X | [5 empty] | B
7735501774 | Foliemantel zilver SH370RW | Habillage film argent SH370RW | Folienmantel silber SH400RW everp | Cover Jacket sver SH400RW packed | 45 | 244.05 | 4057749707727 | 2.685 | 2.282 | KG | 40.8 | CDM | 170 | 156 | 1600 | MM | 84039090 | 1 |  |  | X | X | [5 empty] | B
7735501775 | Foliemantel zilver SH400RW | Habillage film argent SH400RW | Verkleidung S750.6 silber everp | Cover Jacket S750.6 silver packed | 48 | 314.16 | 4057749709844 | 3.01 | 2.557 | KG | 51.2 | CDM | 160 | 160 | 2000 | MM | 84039090 | 1 |  |  | X | X | [5 empty] | B
7735501779 | Mantel S750.6 zilver | Cover Jacket S750.6 argenté emballé | Verkleidung S1000.6 silber everp | Cover Jacket S1000.6 silver packed | 49 | 335.74 | 4057749709851 | 7.582 | 6.447 | KG | 78.4 | CDM | 200 | 200 | 1960 | MM | 84039090 | 1 |  |  | X | X | [5 empty] | B
7735501780 | Mantel S1000.6 zilver | Couverture Veste S1000.6 argenté emballé | Verkleidung P750.6 silber everp | Cover Jacket P750.6 silver packed | 48 | 314.16 | 4057749709868 | 7.953 | 6.76 | KG | 63.342 | CDM | 180 | 180 | 1955 | MM | 84199085 | 1 |  |  | X | X | [5 empty] | B
7735501781 | Mantel P750.6 zilver | Habillage P750.6 argent | Verkleidungsdeckel D1143.6 Schwarz everp | Cover Top D1143.6 Black Packed | 44 | 222.48 | 4057749709912 | 6.68 | 5.678 | KG | 74 | CDM | 200 | 200 | 1850 | MM | 84039090 | 1 |  |  | X | X | [5 empty] | B
7735501786 | Boilermanteldeks. D1143.6 zwart | Couvercle supérieur D1143.6 noir emballé | Isolierung D380x0x50 .6 everp | Insulation D380x0x50 .6 packed | 27 | 42.05 | 4057749709929 | 4.519 | 3.841 | KG | 95.823 | CDM | 1170 | 70 | 1170 | MM | 84039090 | 1 |  |  | X | X | [5 empty] | B
7735501787 | Isolatie D380x0x50 .6 | Isolation D380x0x50 . 6 emballé | Isolierung D220x40x50 .6 everp | Insulation D220x40x50 .6 packed | 25 | 32.89 | 4057749709936 | 0.094 | 0.089 | KG | 6.845 | CDM | 390 | 390 | 45 | MM | 84039090 | 1 |  |  | X | X | [5 empty] | B
7735501788 | Isolatie D220x40x50 .6 | Isolation D220x40x50 . 6 emballé | Wärmeschutz Speicher 750.6 Ø790 everp | Insulation Tank 750.6 Ø790 packed | 55 | 538.01 | 4057749709943 | 0.117 | 0.111 | KG | 4.488 | CDM | 510 | 220 | 40 | MM | 84039090 | 1 |  |  | X | X | [5 empty] | B
7735501789 | Isolatie boiler 750.6 Ø790 | Isolation ballon 750.6 Ø790 | Wärmeschutz Speicher DHW750.6 Ø790 everp | Insulation Tank DHW 750.6 Ø790 packed | 55 | 538.01 | 4057749709981 | 30 | 27 | KG | 24200 | CDM | 1210 | 1000 | 2000 | MM | 84039090 | 1 |  |  | X | X | [5 empty] | B
7735501793 | Isolatie boiler DHW 750.6 Ø790 | Réservoir d’isolation DHW 750.6 Ø790 emb | Wärmeschutz Speicher DHW1000.6 Ø900 ever | Insulation Tank DHW 1000.6 Ø900 packed | 56 | 585.2 | 4057749709998 | 31 | 28 | KG | 1219.808 | CDM | 1930 | 795 | 795 | MM | 84039090 | 1 |  |  | X | X | [5 empty] | B
7735501794 | Isolatie boiler DHW 1000.6 Ø900 | Réservoir d’isolation DHW 1000.6 Ø900 em | Zirkel und Clip .6 everp | Circle and clip .6 packed | 28 | 47.73 | 4057749710000 | 33 | 30 | KG | 28.944 | CDM | 120 | 120 | 2010 | MM | 84039090 | 1 |  |  | X | X | [5 empty] | B
7735501795 | Cirkel en clip .6 | Cercle et clip . 6 emballé | Isolierung E-Heizer Set .6 everp | Insulation E-heater set .6 packed | 24 | 29.93 | 4057749710017 | 0.01 | 0.009 | KG | 0.098 | CDM | 130 | 75 | 10 | MM | 84039090 | 1 |  |  | X | X | [5 empty] | B
7735501796 | Isolatie E-Verwarmingselement set .6 | Isolation élément chauffant électrique | Isolierung Mantel P500.6-40 B everp | Insulation Jacket P500.6-40 B packed | 50 | 357.33 | 4057749745767 | 0.025 | 0.023 | KG | 2.888 | CDM | 185 | 185 | 85 | MM | 84039090 | 1 |  |  | X | X | [5 empty] | B
7735501828 | Isolatie P500.6-40 blauw | Isolation P500.6-40 bleu | Isolierung Mantel P500.6-40 W everp | Insulation Jacket P500.6-40 W packed | 50 | 357.33 | 4057749745774 | 15.5 | 12.5 | KG | 437.58 | CDM | 1800 | 1430 | 170 | MM | 39219090 | 1 |  |  | X | X | [5 empty] | B
7735501829 | Isolatie P500.6-40 W (wit) | Isolation P500.6-40 W (blanc) | Wärmeschutz Speicher SU750-B everp | Insulation Tank SU750-B packed | 57 | 632.4 | 4062321763428 | 15.5 | 13.175 | KG | 408.96 | CDM | 1420 | 160 | 1800 | MM | 39219090 | 1 |  |  | X | X | [5 empty] | B
7735502744 | Isolatie boiler SU750-B | Isolation ballon SU750-B | Wärmeschutz Speicher PW750-B everp | Insulation Tank PW750-B packed | 57 | 632.4 | 4062321763466 | 50.53 | 22.25 | KG | 2822.4 | CDM | 1200 | 1120 | 2100 | MM | 39269097 | 1 |  |  | X | X | [5 empty] | B
7735502745 | Isolatie boiler PW 750-B | Isolation ballon PW 750-B | Wärmeschutz Speicher P750-M-B everp | Insulation Tank P750-M-B packed | 57 | 632.4 | 4062321763480 | 49.61 | 21.33 | KG | 2654.4 | CDM | 1200 | 1120 | 1975 | MM | 39269097 | 1 |  |  | X | X | [5 empty] | B
7735502746 | Isolatie boiler P750-M-B | Isolation ballon P750-M-B | Wärmeschutz Speicher SF750-B everp | Insulation Tank SF750-B packed | 57 | 632.4 | 4062321763572 | 49.61 | 21.33 | KG | 2654.4 | CDM | 1200 | 1120 | 1975 | MM | 39269097 | 1 |  |  | X | X | [5 empty] | B
7735502750 | Isolatie boiler SF750-B | Isolation ballon SF750-B | Wärmeschutz Speicher SF1000-B everp | Insulation Tank SF1000-B sp | 57 | 632.4 | 4062321763381 | 50.53 | 22.25 | KG | 2822.4 | CDM | 1200 | 1120 | 2100 | MM | 39269097 | 1 |  |  | X | X | [5 empty] | B
7735502759 | Isolatie boiler SF1000-B | Isolation ballon SF1000-B | Wärmeschutz Speicher SU1000-B everp | Insulation Tank SU1000-B packed | 57 | 632.4 | 4062321763404 | 55.26 | 25.66 | KG | 3024 | CDM | 1200 | 1200 | 2100 | MM | 39269097 | 1 |  |  | X | X | [5 empty] | B
7735502760 | Isolatie boiler SU1000-B | Isolation ballon SU1000-B | Wärmeschutz Speicher PW1000-B everp | Insulation Tank PW1000-B sp | 58 | 680.95 | 4062321763411 | 55.26 | 25.66 | KG | 3024 | CDM | 1200 | 1200 | 2100 | MM | 39269097 | 1 |  |  | X | X | [5 empty] | B
7735502761 | Isolatie boiler PW1000-B | Isolation ballon PW1000-B | Wärmeschutz SMH400E li blau everp | Insulation SMH400E left blue single pack | 52 | 416.66 | 4051516118013 | 54.21 | 25.93 | KG | 3245.76 | CDM | 1200 | 1120 | 2415 | MM | 39269097 | 1 |  |  | X | X | [5 empty] | B
87185418350 | Isolatie SMH400E links blauw | Isolation SMH400E gauche bleu | Wärmeschutz SMH400E re blau everp | Insulation SMH400E right blue single pac | 52 | 416.66 | 4051516118020 | 13 | 12 | KG | 0.714 | M3 | 1700 | 1400 | 300 | MM | 84039090 | 1 |  |  | X | X | [5 empty] | B
87185418360 | Isolatie SMH400E rechts blauw | Isolation SMH400E droite bleu | Wärmeschutz SMH400 EW re weiss everp | Insulation SMH400 EW right white single | 54 | 493.52 | 4051516118051 | 13 | 12 | KG | 0.714 | M3 | 1700 | 1400 | 300 | MM | 84039090 | 1 |  |  | X | X | [5 empty] | B
87185418400 | Isolatie SMH400 EW rechts wit | Isolation SMH400 EW droite blanc | Wärmeschutz SMH400 EW li weiss everp | Insulation SMH400 EW left white single p | 54 | 493.52 | 4051516118068 | 13 | 12 | KG | 0.714 | M3 | 1700 | 1400 | 300 | MM | 84039090 | 1 |  |  | X | X | [5 empty] | B
87185418410 | Isolatie SMH400 EW links wit | Isolation SMH400 EW gauche blanc | Abdeckleiste 1042lg schwarz gel everp | Covering strip 1042lg black single pack | 30 | 59.86 | 4047416207551 | 13 | 12 | KG | 0.714 | M3 | 1700 | 1400 | 300 | MM | 84039090 | 1 |  |  | X | X | [5 empty] | B
87185751830 | Afdekstrook 1042mm zwart | Couvre-joint 1042mm noir | Rosette D40x2 (1x) everp | Rosette D40x2 (1x) | 22 | 24.96 | 4057749694232 | 1.3 | 1 | KG | 0.006 | M3 | 1200 | 100 | 50 | MM | 84039090 | 1 |  |  | X | X | [5 empty] | B
8735100687 | Rozet D40x2 (1x) | Rozet D40x2 (1x) | Isolierung Vlies D75x50 (2x) everp | Insulation Fleece D75x30 (2x) packed | 23 | 27.22 | 4057749694249 | 0.003 | 0.002 | KG | 0.016 | CDM | 90 | 60 | 3 | MM | 84039090 | 1 |  |  | X | X | [5 empty] | B
8735100688 | Isolatie vlies D75x30 (2x) | Isolation toison D75x30 (2x) | Abdeckung KFE Hahn D600/670 everp | Cover Drain D600/D670 Packed | 26 | 36.29 | 4057749694256 | 0.031 | 0.029 | KG | 0.827 | CDM | 187 | 85 | 52 | MM | 84039090 | 2 |  |  | X | X | [5 empty] | B
8735100689 | Isolatie Ledigingskraan D600/670 | Isolation Robinet de vidange D600/670 | WT THS mont 0,8qm 5-Rohr everp | Heat exchanger 0.8qm 5-pipe | 69 | 1240.52 | 4047416085173 | 0.238 | 0.226 | KG | 4.114 | CDM | 170 | 220 | 110 | MM | 84039090 | 1 |  |  | X | X | [5 empty] | B
67900700 | Warmtewisselaar 0,8qm 5-buis | Echangeur de chaleur 0,8qm 5-tube | Verkleidung P1300.6 silber everp | Cover Jacket P1300.6 silver packed | 50 | 357.33 | 4057749709882 | 11 | 9.35 | KG | 93.795 | CDM | 740 | 390 | 325 | MM | 84039090 | 1 |  |  | X | X | [5 empty] | B
7735501783 | Mantel P1300.6 zilver | Habillage P1300.6 argent | Verkleidung P990.6 silber everp | Cover Jacket P990.6 silver packed | 49 | 335.74 | 4057749709899 | 9.6 | 8.7 | KG | 74.196 | CDM | 230 | 230 | 2300 | MM | 39219090 | 1 |  |  | X | X | [5 empty] | B
7735501784 | Mantel P990.6 zilver | Habillage P990.6 argent | Wärmeschutz Speicher 990.6 Ø900 everp | Insulation Tank 990.6 Ø900 packed | 56 | 585.2 | 4057749709967 | 8 | 7.2 | KG | 60.264 | CDM | 1860 | 180 | 180 | MM | 84039090 | 1 |  |  | X | X | [5 empty] | B
7735501791 | Isolatie boiler 990.6 Ø900 | Isolation ballon 990.6 Ø900 | Wärmeschutz Speicher 1300.6 Ø900 everp | Insulation Tank 1300.6 Ø900 packed | 58 | 680.95 | 4057749709974 | 33 | 30 | KG | 2019.96 | CDM | 1860 | 1200 | 905 | MM | 84039090 | 1 |  |  | X | X | [5 empty] | B
7735501792 | Isolatie boiler 1300.6 Ø900 | Isolation ballon 1300.6 Ø900 | Isolierung 2460x200x20 gelocht everp | Insulation 2460x200x20 punched packed | 39 | 132.96 | 4057749821270 | 41 | 38 | KG | 2486.94 | CDM | 2290 | 1200 | 905 | MM | 84039090 | 1 |  |  | X | X | [5 empty] | B
7735501898 | Isolatie 2460x200x20 geperforeerd | Isolation 2460x200x20 perforé | Folienmantel Silber 490 everp | Cover Jacket Silver 490 packed | 45 | 244.05 | 4057749827531 | 0.54 | 0.14 | KG | 12.31 | CDM | 370 | 355 | 107 | MM | 39269097 | 1 |  |  | X | X | [5 empty] | B
7735501900 | Foliemantel zilver 490 | Habillage film argent 490 | Abdeckung E-Muffe 390-490 everp | Insulation set e-heater 390-490 packed | 16 | 12.66 | 4057749827548 | 2.93 | 2.49 | KG | 50.639 | CDM | 160 | 160 | 1980 | MM | 84039090 | 1 |  |  | X | X | [5 empty] | B
7735501901 | Afdekking Elektrisch verwarm. - 390-490 | Couvercle manchon chauff électric390-490 | Wärmeschutz Speicher PNR750-B everp | Insulation Tank PNR750-B sp | 57 | 632.4 | 4062321763398 | 0.02 | 0.019 | KG | 4 | CDM | 120 | 65 | 60 | MM | 84039090 | 1 |  |  | X | X | [5 empty] | B
7735502743 | Isolatie boiler PNR750-B | Isolation ballon PNR750-B | Wärmeschutz Speicher PNRZ750-B everp | Insulation Tank PNRZ750-B packed | 57 | 632.4 | 4062321763510 | 49.61 | 21.33 | KG | 2654.4 | CDM | 1200 | 1120 | 1975 | MM | 39269097 | 1 |  |  | X | X | [5 empty] | B
7735502747 | Isolatie boiler PNRZ750-B | Isolation ballon PNRZ750-B | Wärmeschutz Speicher PR750-B everp | Insulation Tank PR750-B packed | 57 | 632.4 | 4062321763534 | 49.61 | 21.33 | KG | 2654.4 | CDM | 1200 | 1120 | 1975 | MM | 39269097 | 1 |  |  | X | X | [5 empty] | B
7735502748 | Isolatie boiler PR750-B | Isolation ballon PR750-B | Wärmeschutz Speicher PRZ750-B everp | Insulation Tank PRZ750-B packed | 57 | 632.4 | 4062321763558 | 49.61 | 21.33 | KG | 2654.4 | CDM | 1200 | 1120 | 1975 | MM | 39269097 | 1 |  |  | X | X | [5 empty] | B
7735502749 | Isolatie boiler PRZ750-B | Isolation ballon PRZ750-B | Wärmeschutz Speicher P1000-B everp | Insulation tank P1000-B sp | 58 | 680.95 | 4062321763435 | 49.61 | 21.33 | KG | 2654.4 | CDM | 1200 | 1120 | 1975 | MM | 39269097 | 1 |  |  | X | X | [5 empty] | B
7735502762 | Isolatie boiler P1000-B | Isolation ballon P1000-B | Wärmeschutz Speicher PNR1000-B everp | Insulation Tank PNR1000-B packed | 58 | 680.95 | 4062321763442 | 54.21 | 25.93 | KG | 3245.76 | CDM | 1200 | 1120 | 2415 | MM | 39269097 | 1 |  |  | X | X | [5 empty] | B
7735502763 | Isolatie boiler PNR1000-B | Isolation ballon PNR1000-B | Wärmeschutz Speicher PNRZ1000-B everp | Insulation Tank PNRZ1000-B packed | 58 | 680.95 | 4062321763459 | 54.21 | 25.93 | KG | 3245.76 | CDM | 1200 | 1120 | 2415 | MM | 39269097 | 1 |  |  | X | X | [5 empty] | B
7735502764 | Isolatie boiler PNRZ1000-B | Isolation ballon PNRZ1000-B | Wärmeschutz Speicher PR1000-B everp | Insulation Tank PR1000-B packed | 58 | 680.95 | 4062321763473 | 54.21 | 25.93 | KG | 3.226 | CDM | 120 | 112 | 240 | MM | 39269097 | 1 |  |  | X | X | [5 empty] | B
7735502765 | Isolatie boiler PR1000-B | Isolation ballon PR1000-B | Wärmeschutz Speicher PRZ1000-B everp | Insulation Tank PRZ1000-B packed | 58 | 680.95 | 4062321763497 | 54.21 | 25.93 | KG | 3245.76 | CDM | 1200 | 1120 | 2415 | MM | 39269097 | 1 |  |  | X | X | [5 empty] | B
7735502766 | Isolatie boiler PRZ1000-B | Isolation ballon PRZ1000-B | Wärmeschutz Speicher PNR1300-B everp | Insulation Tank PNR1300-B packed | 60 | 775.33 | 4062321763541 | 54.21 | 25.93 | KG | 3245.76 | CDM | 1200 | 1120 | 2415 | MM | 39269097 | 1 |  |  | X | X | [5 empty] | B
7735502769 | Isolatie boiler PNR1300-B | Isolation ballon PNR1300-B | Wärmeschutz Speicher PR1300-B everp | Insulation Tank PR1300-B packed | 60 | 775.33 | 4062321763565 | 59.64 | 30.04 | KG | 3513.6 | CDM | 1200 | 1200 | 2440 | MM | 39269097 | 1 |  |  | X | X | [5 empty] | B
7735502770 | Isolatie boiler PR1300-B | Isolation ballon PR1300-B | Wärmeschutz THS U/B300 Boden everp | Insulation THS U/B300 bottom single pack | 31 | 66.74 | 4051516117672 | 59.64 | 30.04 | KG | 3513.6 | CDM | 1200 | 1200 | 2440 | MM | 39269097 | 1 |  |  | X | X | [5 empty] | B
87185418010 | Isolatie THS U/B300 onder | Isolation THS U/B300 bas | Wärmeschutz THS U/B300 Seite weiss everp | Insulation THS U/B300 site white single | 56 | 585.2 | 4051516117696 | 0.48 | 0.456 | KG | 180 | CDM | 600 | 600 | 500 | MM | 84039090 | 1 |  |  | X | X | [5 empty] | B
87185418030 | Isolatie THS U/B300 wit | Isolation THS U/B300 blanc | Wärmeschutz SM/ST/SF 500/2 li blau everp | Insulation SM/ST//SF 500/2 left blue | 56 | 585.2 | 4051516117764 | 18.8 | 15.98 | KG | 604.8 | CDM | 2400 | 150 | 1680 | MM | 84039090 | 1 |  |  | X | X | [5 empty] | B
87185418100 | Isolatie SM/ST/SF 500/2 links blauw | Isolation SM/ST/SF 500/2 gauche bleu | Wärmeschutz SM/ST/SF 500/2 re blau everp | Insulation SM/ST/SF 500/2 right blue sin | 55 | 538.01 | 4051516117771 | 13.4 | 11.39 | KG | 799.2 | CDM | 1920 | 250 | 1665 | MM | 84039090 | 1 |  |  | X | X | [5 empty] | B
87185418110 | Isolatie SM/ST/SF 500/2 rechts blauw | Isolation SM/ST/SF 500/2 droite bleu | Wärmeschutz 500/2 links weiss everp | Insulation 500/2 left white | 56 | 585.2 | 4051516117818 | 16 | 15 | KG | 0.665 | M3 | 1900 | 1400 | 250 | MM | 84039090 | 1 |  |  | X | X | [5 empty] | B
87185418150 | Isolatie 500/2 links wit | Isolation 500/2 gauche blanc | Wärmeschutz 500/2 rechts weiss everp | Insulation 500/2 right white | 56 | 585.2 | 4051516117825 | 17.5 | 14.725 | KG | 0.665 | M3 | 1900 | 1400 | 250 | MM | 84039090 | 1 |  |  | X | X | [5 empty] | B
87185418160 | Isolatie 500/2 rechts wit | Isolation 500/2 droite blanc | Folienmantel P500 weiß everp | Cover Jacket P500 white packed | 44 | 222.48 | 4057749228277 | 17.5 | 14.725 | KG | 0.665 | M3 | 1900 | 1400 | 250 | MM | 84039090 | 1 |  |  | X | X | [5 empty] | B
8735100578 | Foliemantel P500 wit | Habillage film P500 blanc | Folienmantel P500 blau everp | Cover Jacket P500 blue packed | 44 | 222.48 | 4057749228284 | 3.278 | 2.786 | KG | 38.715 | CDM | 150 | 145 | 1780 | MM | 84039090 | 1 |  |  | X | X | [5 empty] | B
8735100579 | Foliemantel P500 blauw | Habillage film P500 bleu | 6kt-Schraube M12x20 (8x) everp | Screw Set M12x20 ES (8x) packed | 31 | 66.74 | 4057749842220 | 3.302 | 2.806 | KG | 37.214 | CDM | 145 | 145 | 1770 | MM | 84039090 | 1 |  |  | X | X | [5 empty] | B
8735100803 | Schroeven M12x20 (8x) | Vis M12x20 (8x) | Waermetauscher 0,8qm 5-Rohr PB2 everp | Heat exchanger 0,8qm 5-tube PB2 packed | 66 | 1078.7 | 4062321244811 | 0.457 | 0.434 | KG | 4.23 | CDM | 235 | 240 | 75 | MM | 84039090 | 8 |  |  | X | X | [5 empty] | B
8735100917 | Warmtewisselaar 0,8qm 5-buis PB2 | Echangeur de chaleur 0,8qm 5-tube PB2 | ABDECKUNG E-HEIZ ANSCHL – L26mm EVERP | Cover E-Heater Socket - L26mm SP | 27 | 42.05 | 4062321568368 | 10.5 | 9.5 | KG | 63 | CDM | 750 | 390 | 420 | MM | 84039090 | 1 |  |  | X | X | [5 empty] | B
8735101095 | Afdekking E-Verwarmer mof - L26mm | Couvercle E-Chauffage manchon - L26mm | Abdeckleiste vo 750 Ltr | Protective strip front 750 | 36 | 102.88 | 4047416054124 | 0.055 | 0.05 | KG | 0.188 | CDM | 175 | 160 | 25 | MM | 39269097 | 1 |  |  | X | X | [5 empty] | B
63004260 | Afdekstrook Voor 750 | Cache pour ballon ST/SF 750/2 | Abdeckung Handloch vorne ST/SF 750/1000 | Cover front ST/SF 750/1000 | 24 | 29.93 | 4047416054155 | 0.45 | 0.427 | KG | 2.4 | CDM | 100 | 20 | 1200 | MM | 85169000 | 1 |  |  | X | X | [5 empty] | B
63004263 | Afdekkap ST/SF 750/1000 | Capot avant ST/SF 750/1000 | Abdeckung Deckel SU/SF 400+500 (80mm) | Casing lid D820x50mm (WS 80mm) ST/SF | 36 | 102.88 | 4047416059969 | 0.235 | 0.223 | KG | 5.859 | CDM | 315 | 310 | 60 | MM | 84199085 | 1 |  |  | X | X | [5 empty] | B
63012546 | Manteldeksel D820x50mm (WS 80 mm) | Capot superieur D820x50mm (80mm) | Abdeckung Deckel SU/SF 750-80 | Casing lid D970x50mm (WS 80mm) ST/SF | 37 | 112.45 | 4047416059976 | 2.5 | 2.25 | KG | 0.414 | HL | 890 | 845 | 55 | MM | 85169000 | 1 |  |  | X | X | [5 empty] | B
63012547 | Deksel SU/SF 750-80 | Couvercle supérieur (80mm) SU/SF 750 | Wärmeschutz SU/SF 500 li blau 80 everp | Thermal insulation L.h. SU/SF 500 blu 80 | 56 | 585.2 | 4047416060002 | 3 | 2.7 | KG | 0.09 | M3 | 1005 | 125 | 1005 | MM | 85169000 | 1 |  |  | X | X | [5 empty] | B
63012553 | Isolatie Links blauw SU/SF 500-80mm | Isolation gauche (80mm) bleu SU/SF 500 | Wärmeschutz SU/SF 750 li blau 80 everp | Thermal insulation L.h. SU/SF 750 blu 80 | 56 | 585.2 | 4047416060019 | 13 | 11.7 | KG | 665 | CDM | 1900 | 1400 | 250 | MM | 84039090 | 1 |  |  | X | X | [5 empty] | B
63012554 | Isolatie Links blauw SU/SF 750-80 | Isolation gauche (80mm) bleu SU/SF750 | Wärmeschutz SU/SF 1000 li blau 80 everp | Thermal insulation L.h. SU/SF1000 blu 80 | 59 | 728.13 | 4047416060026 | 8.2 | 6.97 | KG | 444.463 | CDM | 1850 | 155 | 1550 | MM | 84039090 | 1 |  |  | X | X | [5 empty] | B
63012555 | Isolatie Links blauw SU/SF 1000-80 | Isolation gauche (80mm) bleu SU/SF 1000 | Wärmeschutz SU/SF 500-80 re blau | Thermal insulation R.h. (80mm) SU/SF 500 | 55 | 538.01 | 4047416060040 | 17 | 14.45 | KG | 1178.1 | CDM | 1700 | 300 | 2310 | MM | 84039090 | 1 |  |  | X | X | [5 empty] | B
63012558 | Isolatie Rechts blauw SU/SF 500-80 | Isolation droite (80mm) bleu SU/SF 500 | Wärmeschutz SU/SF 1000-80 re blau | Thermal insulation R.h. (80mm) SU/SF1000 | 59 | 728.13 | 4047416060064 | 13 | 11.05 | KG | 829.92 | CDM | 1900 | 260 | 1680 | MM | 84039090 | 1 |  |  | X | X | [5 empty] | B
63012560 | Isolatie Rechts blauw SU/SF 1000 | Isolation droite (80mm) bleu SU/SF 1000 | Abdeckhaube PST DN610 - PS 200 EWB everp | Topcover PST DN610 - PS 200 EWB | 35 | 95.06 | 4062321249120 | 17 | 14.45 | KG | 1135.2 | CDM | 1720 | 300 | 2200 | MM | 84039090 | 1 |  |  | X | X | [5 empty] | B
7735502316 | Afdekking PST DN610 - PS 200 EWB | Couvercle PST DN610 - PS 200 EWB | PVC-Mantel PS200 EW / EWB everp | PVC-Mantle PS200 EW / EWB | 43 | 202.26 | 4062321249137 | 1.5 | 1 | KG | 42.25 | CDM | 650 | 650 | 100 | MM | 84039090 | 1 |  |  | X | X | [5 empty] | B
7735502317 | PVC-Mantel PS200 EW / EWB | PVC-Habillage PS200 EW / EWB | Abdeckhaube PST DN760 - PS 500 EWB everp | Topcover PST DN760 - PS 500 EWB | 36 | 102.88 | 4062321249144 | 3 | 2 | KG | 29.25 | CDM | 150 | 150 | 1300 | MM | 84039090 | 1 |  |  | X | X | [5 empty] | B
7735502318 | Afdekking PST DN760 - PS 500 EWB | Couvercle PST DN760 - PS 500 EWB | PVC-Mantel PS 500 EWB everp | PVC-Mantle PS500 EWB | 44 | 222.48 | 4062321249151 | 1.5 | 1 | KG | 64 | CDM | 800 | 800 | 100 | MM | 84039090 | 1 |  |  | X | X | [5 empty] | B
7735502319 | PVC-Mantel PS500 EWB | PVC-Habillage PS500 EWB | Wärmeschutz THS B400 Seite blau everp | Insulation THS B400 site blue single pac | 57 | 632.4 | 4051516117702 | 4 | 3 | KG | 44.55 | CDM | 150 | 150 | 1980 | MM | 84039090 | 1 |  |  | X | X | [5 empty] | B
87185418040 | Isolatie THS B400 blauw | Isolation THS B400 bleu | Wärmeschutz THS B400/500 Boden everp | Insulation THS B400/500 bottom single pa | 33 | 80.64 | 4051516117719 | 17.15 | 14.577 | KG | 771.4 | CDM | 1400 | 290 | 1900 | MM | 84039090 | 1 |  |  | X | X | [5 empty] | B
87185418050 | Isolatie THS B400/500 onder | Isolation THS B400/500 bas | Wärmeschutz THS B400/500 Deckel everp | Insulation THS B400/500 top single pack | 39 | 132.96 | 4051516117726 | 0.411 | 0.39 | KG | 31.423 | CDM | 670 | 670 | 70 | MM | 84039090 | 1 |  |  | X | X | [5 empty] | B
87185418060 | Isolatie THS B400/500 Deksel | Isolation THS B400/500 Couvercle | Wärmeschutz THS B500 Seite blau everp | Insulation THS B500 site blue single pac | 59 | 728.13 | 4051516117740 | 1 | 0.85 | KG | 71.824 | CDM | 670 | 670 | 160 | MM | 84039090 | 1 |  |  | X | X | [5 empty] | B
87185418080 | Isolatie THS B500 blauw | Isolation THS B500 bleu | Wärmeschutz THS B500 Seite weiss everp | Insulation THS B500 site white single pa | 59 | 728.13 | 4051516117757 | 17.5 | 14.725 | KG | 0.665 | M3 | 1900 | 1400 | 250 | MM | 84039090 | 1 |  |  | X | X | [5 empty] | B
87185418090 | Isolatie THS B500 wit | Isolation THS B500 blanc | Wärmeschutz 750/2 Deckel everp | Insulation 750/2 top single pack | 41 | 160.45 | 4051516117887 | 17.5 | 14.725 | KG | 0.665 | M3 | 1900 | 1400 | 250 | MM | 84039090 | 1 |  |  | X | X | [5 empty] | B
87185418220 | Isolatie 750/2 Deksel | Isolation 750/2 Couvercle | Wärmeschutz SU 750 li weiss everp | Insulation SU 750 left white single pack | 57 | 632.4 | 4051516117894 | 1.486 | 1.263 | KG | 80.688 | CDM | 820 | 820 | 120 | MM | 84039090 | 1 |  |  | X | X | [5 empty] | B
87185418230 | Isolatie SU 750 links wit | Isolation SU 750 gauche blanc | Wärmeschutz SU 750 re weiss everp | Insulation SU 750 right white single pac | 57 | 632.4 | 4051516117900 | 18.5 | 15.725 | KG | 0.787 | M3 | 2100 | 1500 | 250 | MM | 84039090 | 1 |  |  | X | X | [5 empty] | B
87185418240 | Isolatie SU 750 rechts wit | Isolation SU 750 droite blanc | Wärmeschutz 1000/2 Deckel everp | Insulation 1000/2 top single pack | 42 | 182.04 | 4051516117962 | 18.5 | 15.725 | KG | 0.787 | M3 | 2100 | 1500 | 250 | MM | 84039090 | 1 |  |  | X | X | [5 empty] | B
87185418300 | Isolatie 1000/2 Deksel | Isolation 1000/2 Couvercle | Adapter - Flachdichtung | adaptor - seal | 26 | 36.29 | 4051516713300 | 1.675 | 1.423 | KG | 113.4 | CDM | 900 | 140 | 900 | MM | 84039090 | 1 |  |  | X | X | [5 empty] | B
87186633000 | Adapter - vlakke dichting | adaptateur - joint plat | O-ring 14x2 (10x) | O-ring 14x2 (10x) | 28 | 47.73 | 4051516723811 | 0.028 | 0.026 | KG | 0.184 | CDM | 75 | 35 | 70 | MM | 84039090 | 1 |  |  | X | X | [5 empty] | B
87186633050 | O-ring 14x2 (10x) | Joint torique 14x2 (10x) | Haube D704 everp | Cover D704 packed | 43 | 202.26 | 4054925968064 | 0.007 | 0.006 | KG | 0.001 | CDM | 180 | 90 | 10 | MM | 84039090 | 10 |  |  | X | X | [5 empty] | B
8735100354 | Afdekkap D704 | Capot D704 | Füll- und Entleerhahn 1/2" everp | DFV 1/2" | 27 | 42.05 | 4054925968071 | 3.175 | 2.698 | KG | 53.361 | CDM | 770 | 90 | 770 | MM | 84191900 | 1 |  |  | X | X | [5 empty] | B
8735100355 | Vul- en aftapkraan 1/2" | Robinet de remplissage et de vidange 1/2 | Entlüftungsventil 3/8" everp | Air vent valve 3/8" | 19 | 18.48 | 4054925968088 | 0.13 | 0.123 | KG | 0.12 | CDM | 80 | 50 | 30 | MM | 84191900 | 1 |  |  | X | X | [5 empty] | B
8735100356 | Ontluchtingsventiel 3/8" | Vanne de purge 3/8" | Klemmfeder (1x) everp | Clamping Spring (1x) packed | 17 | 14.44 | 4054925968095 | 0.018 | 0.017 | KG | 0.008 | CDM | 20 | 20 | 20 | MM | 84191900 | 1 |  |  | X | X | [5 empty] | B
8735100357 | Klemveer 60MM (1x) | Ressort 60MM (1x) | Wärmeschutz SU/SF 400 li blau (80mm) | Thermal insulation L.h. SU/SF 400-80 blu | 55 | 538.01 | 4047416059990 | 0.004 | 0.003 | KG | 0.009 | CDM | 60 | 15 | 10 | MM | 84191900 | 1 |  |  | X | X | [5 empty] | B
63012552 | Isolatie Links blauw SU/SF 400-(80mm) | Isolation gauche (80mm) SU/SF 400-(80mm) | Wärmeschutz SU/SF 400-80 re blau | Thermal insulation R.h. (80mm) SU/SF 400 | 55 | 538.01 | 4047416060033 | 11 | 9.35 | KG | 763.8 | CDM | 1340 | 300 | 1900 | MM | 84039090 | 1 |  |  | X | X | [5 empty] | B
63012556 | Isolatie Rechts blauw SU/SF 400-80 | Isolation droite (80mm) bleu SU/SF 400 | Verklmantel 400 Biva Silber PS everp | Cover Jacket 400 Biva Silver PS Packed | 43 | 202.26 | 4057749744791 | 11 | 9.35 | KG | 763.8 | CDM | 1340 | 300 | 1900 | MM | 84039090 | 1 |  |  | X | X | [5 empty] | B
8735100744 | Mantel 400 Biva zilver PS | Habillage 400 Biva argent PS | Deckel D512 schwarz everp | Cover D512 black packed | 32 | 73.62 | 4062321323394 | 4.788 | 4.069 | KG | 91.08 | CDM | 225 | 220 | 1840 | MM | 84039090 | 1 |  |  | X | X | [5 empty] | B
8735100929 | Afdekking D512 zwart | Couvercle D512 noir | Steckersatz | Set of Plugs | 23 | 27.22 | 4010009649779 | 1.663 | 1.413 | KG | 25.43 | CDM | 720 | 530 | 105 | MM | 39235090 | 1 |  |  | X | X | [5 empty] | B
87144042950 | Stekker set | Plots connexion | Netzkabel | Mains cable | 28 | 47.73 | 4010009932659 | 0.026 | 0.024 | KG | 0.037 | CDM | 70 | 35 | 15 | MM | 85366930 | 1 |  |  | X | X | [5 empty] | B
87144113360 | Netkabel | Cordon branchement reseau | Anschlusskabel | Connecting lead | 28 | 47.73 | 4010009932666 | 0.095 | 0.07 | KG | 0.432 | CDM | 120 | 80 | 45 | MM | 84039090 | 1 |  |  | X | X | [5 empty] | B
87144113370 | Aansluitkabel | Cable de raccordement | Temperaturfühler | Temperature sensor | 38 | 122.17 | 4010009640349 | 0.059 | 0.035 | KG | 0.432 | CDM | 120 | 80 | 45 | MM | 84039090 | 1 |  |  | X | X | [5 empty] | B
87145001070 | Temperatuurvoeler | Sonde de temperature | Klappe | Cover | 21 | 22.92 | 4010009622673 | 0.05 | 0.049 | KG | 1.064 | CDM | 190 | 120 | 35 | MM | 84039090 | 1 |  |  | X | X | [5 empty] | B
87155033260 | Deksel | Couvercle | Klappe | Cover | 26 | 36.29 | 4010009682219 | 0.075 | 0.07 | KG | 1.367 | CDM | 145 | 145 | 65 | MM | 84039090 | 1 |  |  | X | X | [5 empty] | B
87155034760 | Deksel | Couvercle | Unterteil | Lower housing | 29 | 53.54 | 4010009932680 | 0.31 | 0.3 | KG | 0.285 | CDM | 100 | 95 | 30 | MM | 84039090 | 1 |  |  | X | X | [5 empty] | B
87155035780 | Onderdeel | Caisson inférieur | Wandsockel | Wall mounting device | 27 | 42.05 | 4010009113515 | 0.187 | 0.142 | KG | 1.75 | CDM | 137 | 206 | 62 | MM | 84039090 | 1 |  |  | X | X | [5 empty] | B
87155067240 | Steunbeugel | Barre d'accorchage | Telefonadapter everp "CH" | Telefonadapter CH | 36 | 102.88 | 4010009078395 | 0.071 | 0.067 | KG | 0.652 | CDM | 158 | 129 | 32 | MM | 84039090 | 1 |  |  | X | X | [5 empty] | B
87182200540 | Telefonadapter CH | Telefonadapter CH | Deckel 132x135x25 | cover 132x135x25 | 33 | 80.64 | 4010009160571 | 0.112 | 0.087 | KG | 0.432 | CDM | 120 | 80 | 45 | MM | 84039090 | 1 |  |  | X | X | [5 empty] | B
87182209460 | Deksel | Couvercle | Befestigungsset Basic | Fixing set | 28 | 47.73 | 4010009160595 | 0.157 | 0.149 | KG | 1.627 | CDM | 195 | 140 | 90 | MM | 84039090 | 1 |  |  | X | X | [5 empty] | B
87182209480 | Bevestingsset | Jeu de pieces de fixation | Befestigungsset Classic/Top | Fixing set | 32 | 73.62 | 4010009160601 | 0.02 | 0.019 | KG | 0.144 | CDM | 130 | 74 | 15 | MM | 84039090 | 1 |  |  | X | X | [5 empty] | B
87182209490 | Bevestigingsset Classic/Top | SACHET DE FIXATION | Hochspannungs-Abdeckung | Housing HV-Shield | 30 | 59.86 | 4010009437437 | 0.03 | 0.027 | KG | 0.217 | CDM | 137 | 72 | 22 | MM | 84039090 | 1 |  |  | X | X | [5 empty] | B
87182213550 | Afdichting | Couvercle | Mont-Mat Kaskaden-Modul | Inst-mat module cascade | 34 | 87.65 | 4010009437444 | 0.024 | 0.02 | KG | 0.395 | CDM | 105 | 94 | 40 | MM | 84039090 | 1 |  |  | X | X | [5 empty] | B
87182213560 | Montageset module cascade | Lot de montage | Gehäuse Oberteil ICM Junkers everp | Housing upper part ICM10 Junkers | 39 | 132.96 | 4010009437864 | 0.055 | 0.052 | KG | 0.134 | CDM | 80 | 60 | 28 | MM | 84039090 | 1 |  |  | X | X | [5 empty] | B
87182213590 | Bovendeel | Partie supérieure | Kleinteile | Small articles | 30 | 59.86 | 4010009932710 | 0.27 | 0.256 | KG | 2.327 | CDM | 235 | 180 | 55 | MM | 84039090 | 1 |  |  | X | X | [5 empty] | B
87199284730 | Onderdelen | Fornitures diverses | Schaltuhr EU2D | Time switch EU2D | 48 | 314.16 | 4051516737320 | 0.054 | 0.029 | KG | 0.432 | CDM | 120 | 80 | 45 | MM | 84039090 | 1 |  |  | X | X | [5 empty] | B
87377044610 | Tijdschakelaar EU2D | Programmateur EU2D | Schaltuhr EU1D | Timer EU1D | 48 | 314.16 | 4051516737337 | 0.161 | 0.152 | KG | 0.413 | CDM | 55 | 100 | 75 | MM | 84039090 | 1 |  |  | X | X | [5 empty] | B
87377044620 | EU1D | EU1D | BM2 Busmodul | BM2 Busmodul | 51 | 384.3 | 4051516981136 | 0.156 | 0.148 | KG | 0.476 | CDM | 107 | 57 | 78 | MM | 84039090 | 1 |  |  | X | X | [5 empty] | B
87377047020 | BM2 Busmodul | BM2 Busmodul | Modul IUM1 / LM10 neutral | Module IUM1 / LM10 neutral | 49 | 335.74 | 4054925976700 | 0.13 | 0.123 | KG | 1.575 | CDM | 150 | 150 | 70 | MM | 84039090 | 1 |  |  | X | X | [5 empty] | B
8737707138 | Module LM10 neutral | Module LM10 neutre | Deckel | Cover | 24 | 29.93 | 4010009514473 | 0.751 | 0.638 | KG | 5.684 | CDM | 195 | 265 | 110 | MM | 84039090 | 1 |  |  | X | X | [5 empty] | B
87410030690 | Deksel | Couvercle | Widerstandsatz | Set of resistors | 12 | 6.06 | 4010009971344 | 0.05 | 0.049 | KG | 0.001 | CDM | 90 | 80 | 30 | MM | 84039090 | 1 |  |  | X | X | [5 empty] | B
87445008520 | Set weerstand | Jeu de résistances | Deckel | Cover | 18 | 16.32 | 4010009522836 | 0.004 | 0.002 | KG | 32.4 | CCM | 180 | 90 | 2 | MM | 84039090 | 1 |  |  | X | X | [5 empty] | B
87456000030 | Deksel | Couvercle | TA211E/C1 | TA211E/C1 | 55 | 538.01 | 4010009622680 | 0.02 | 0.019 | KG | 0.001 | CDM | 100 | 120 | 40 | MM | 84039090 | 1 |  |  | X | X | [5 empty] | B
87472071870 | TA211E/C1 | TA211E/C1 | TA213 E/A Regler | TA213 E/A Contoller | 65 | 1024.8 | 4047416333786 | 0.084 | 0.079 | KG | 0.7 | CDM | 70 | 100 | 100 | MM | 84039090 | 1 |  |  | X | X | [5 empty] | B
87472072210 | TA213 E/A Regelaar | TA213 E/A Régulateur | DT10 einkanalige Digital Uhr | DT10 Digital Timer Single Channe | 43 | 202.26 | 4054925004663 | 0.527 | 0.447 | KG | 1.68 | CDM | 160 | 105 | 100 | MM | 84039090 | 1 |  |  | X | X | [5 empty] | B
87472081450 | Digitale inbouwklok 1 kanaal | Horloge programmable digitale | DT20 zweikanalige Digital Uhr | DT20 Digital Timer Twin Channel | 43 | 202.26 | 4054925004670 | 0.285 | 0.27 | KG | 1.533 | CDM | 235 | 145 | 45 | MM | 84039090 | 1 |  |  | X | X | [5 empty] | B
87472081460 | Digitale inbouwklok 2 kanalen | Horloge programmable digitale | Steckersatz | Set of Plugs | 31 | 66.74 | 4010009697183 | 0.225 | 0.213 | KG | 2.441 | CDM | 225 | 155 | 70 | MM | 85371098 | 1 |  |  | X | X | [5 empty] | B
87472081760 | Stekkerset | Plots connexion | Anschlussklemme 2-pol rotviolett WE-ON | Connector 2-pol WE-ON violet | 10 | 3.52 | 4047416303970 | 0.002 | 0.001 | KG | 0.75 | CDM | 150 | 100 | 50 | MM | 84039090 | 1 |  |  | X | X | [5 empty] | B
63035845 | Afsluitklem 2-pol WE-ON violet | Bornier de raccordment2-pôl WE-ON violet | Anschlussklemme 2-pol ToRot FWG | Connector 2-pol red FWG | 10 | 3.52 | 4047416303987 | 0.015 | 0.003 | KG | 0.043 | CDM | 10 | 25 | 15 | MM | 84039090 | 1 |  |  | X | X | [5 empty] | B
63036134 | Afsluitklem 2-pol FWG rood | Bornier de raccordment 2 pôles FWG rouge | Anschlussklemme 2-pol Kiegrau FWR | Connector 2-pol FWG grey | 10 | 3.52 | 4047416303994 | 0.003 | 0.002 | KG | 0.003 | CDM | 25 | 13 | 10 | MM | 84039090 | 1 |  |  | X | X | [5 empty] | B
63036137 | Afsluitklem 2-pol FWG grijs | Borne de connexion 2-pol FWG gris | Anschlussklemme 2-pol Betgrau FPU | Connector 2-pol FPU grey | 10 | 3.52 | 4047416304007 | 0.003 | 0.002 | KG | 0.003 | CDM | 27 | 18 | 10 | MM | 84039090 | 1 |  |  | X | X | [5 empty] | B
63036139 | Afsluitklem 2-pol FPU grijs | Borne de connexion 2-pol FPU gris | Anschlussklemme 2-pol Maigrün FWV | Connector 2-pol FWV green | 10 | 3.52 | 4047416304014 | 0.007 | 0.006 | KG | 0.004 | CDM | 25 | 10 | 15 | MM | 84039090 | 1 |  |  | X | X | [5 empty] | B
63036140 | Afsluitklem 2-pol FWV groen | Borne de connexion 2-pol FWV vert | Anschlussklemme 2-pol sign-braun FPO | Connector 2-polig FPO brown | 10 | 3.52 | 4047416078755 | 0.003 | 0.002 | KG | 0.012 | CDM | 103 | 8 | 15 | MM | 84039090 | 1 |  |  | X | X | [5 empty] | B
63044002 | Afsluitklem 2-pol FPO signaalbruin | Bornier de raccordment 2 pôles FPO bruin | Anschlussklemme 2-pol maigrün FAR | Connector 2-pol FAR may green | 10 | 3.52 | 4047416078816 | 0.004 | 0.003 | KG | 0.007 | CDM | 31 | 13 | 17 | MM | 84039090 | 1 |  |  | X | X | [5 empty] | B
63044008 | Afsluitklem 2-pol FAR groen | Borne de connexion 2-pol FAR vert | Anschlussklemme 2-pol ginstergelb FPM | Connector 2-pol FPM yellow | 10 | 3.52 | 4047416078823 | 0.002 | 0.001 | KG | 0.002 | CDM | 40 | 3 | 15 | MM | 84039090 | 1 |  |  | X | X | [5 empty] | B
63044009 | Afsluitklem 2-pol FPM bremgeel | Borne de connexion 2-pol FPM jaune genêt | Gehäuse Geräteabdeck R43xx RAL5015 | Housing devicecover R43xx RAL5015 | 18 | 16.32 | 4010009976592 | 0.002 | 0.001 | KG | 0.121 | CDM | 91 | 89 | 15 | MM | 84039090 | 1 |  |  | X | X | [5 empty] | B
7079326 | Behuizing afdekking R43xx RAL5015 | Couvercle de carter R43xx | Anschlussklemme 2-polig weiß U | Connector 2-pole white U | 11 | 4.79 | 4010009976721 | 0.15 | 0.142 | KG | 1.71 | CDM | 360 | 95 | 50 | MM | 90329000 | 1 |  |  | X | X | [5 empty] | B
7079372 | Aansluitklem 2- polig wit U | Connecteur 2 pôles blanc U | Anschlussklemme 2-pol weiss everp | Connector 2-pol white | 18 | 16.32 | 4047416578644 | 0.011 | 0.01 | KG | 0.002 | CDM | 23 | 8 | 12 | MM | 84039090 | 1 |  |  | X | X | [5 empty] | B
7747023964 | Afsluitklem 2-pol wit | Connecteur 2 pol blanc | Halter für Abgasthermostat 8mm everp | Holder for Flue gas sensor 8mm everp | 30 | 59.86 | 4047416676845 | 0.011 | 0.01 | KG | 0.096 | CDM | 80 | 60 | 20 | MM | 84039090 | 1 |  |  | X | X | [5 empty] | B
7747025539 | Beugel voor thermostaat uitlaat 8mm | Support d'échappement thermostat 8mm | Anschlussklemme 2-pol weiß U everp | Connector 2-pol U white | 19 | 18.48 | 4047416683829 | 0.055 | 0.052 | KG | 0.048 | CDM | 90 | 70 | 15 | MM | 84039090 | 1 |  |  | X | X | [5 empty] | B
7747026242 | Aansluitklem 2-polig U wit | Borne de connexion 2-pol. U blanc | Verbindungsleitung 230 VAC 700 EMS everp | Connector lead 230VAC 700mm | 17 | 14.44 | 4047416922232 | 0.015 | 0.007 | KG | 0.003 | CDM | 60 | 3 | 15 | MM | 85366990 | 1 |  |  | X | X | [5 empty] | B
8718571290 | Aansluitkabel 230VAC 700mm | Câble de raccordement 230VAC 700mm | Gehäuse Oberteil V1 Celsius everp | Housing Upper part V1 Celsius | 19 | 18.48 | 4051516451158 | 0.099 | 0.076 | KG | 0.6 | CDM | 200 | 150 | 20 | MM | 84039090 | 1 |  |  | X | X | [5 empty] | B
8718585060 | Bovendeel V1 Celsius | Partie supérieure V1 Celsius | Trennwand Modul M4xx everp | Partition for modules M4xx | 35 | 95.06 | 4051516325497 | 0.048 | 0.045 | KG | 0.504 | CDM | 140 | 90 | 40 | MM | 84039090 | 1 |  |  | X | X | [5 empty] | B
8718585440 | Scheidingsstuk Module M4xx | Panneau de séparation Module M4xx | Anschlussklemme 2-pol WMZ ZV Nußbr everp | Connector 2-pole WMZ ZV nut brown | 11 | 4.79 | 4051516451820 | 0.023 | 0.021 | KG | 0.014 | CDM | 100 | 70 | 2 | MM | 39269097 | 1 |  |  | X | X | [5 empty] | B
8718585572 | Afsluitklem 2-polig ZV bruin | Bornier de raccordement 2 pôles bruin ZV | Anschlussklemme2-pol.FSS2Kieselgrau ever | Connector 2-pol FSS2 pebble grey | 16 | 12.66 | 4051516451837 | 0.006 | 0.005 | KG | 0.013 | CDM | 35 | 25 | 15 | MM | 84039090 | 1 |  |  | X | X | [5 empty] | B
8718585573 | Afsluitklem 2-polig FSS grijs | Bornier de raccordement2-pôles FSS2 gris | Anschlussklemme 2-pol FPB-FP Signalbr. | Connector 2-pol FPB-FP brown | 11 | 4.79 | 4051516451851 | 0.007 | 0.006 | KG | 0.032 | CDM | 40 | 40 | 20 | MM | 84039090 | 1 |  |  | X | X | [5 empty] | B
8718585575 | Connector 2-polig FPB-FP bruin | Connecteur 2-pôles FPB-FP bruin | Anschlussklemme 3-pol FV/FR Ockerbr ever | Connector 3-pole FV/FR ochre brown | 12 | 6.06 | 4051516451875 | 0.005 | 0.004 | KG | 0.016 | CDM | 35 | 30 | 15 | MM | 84039090 | 1 |  |  | X | X | [5 empty] | B
8718585577 | Afsluitklem 3-polig FV/FR okerbruin | Bornier de raccordement 3pôl bruin FV/FR | Modul ZM426/CME920 S15 STB schwarz everp | Module ZM426/CME920 S15 STB black | 41 | 160.45 | 4051516944445 | 0.007 | 0.006 | KG | 0.008 | CDM | 25 | 20 | 15 | MM | 84039090 | 1 |  |  | X | X | [5 empty] | B
8718589894 | Module ZM426/CME920 S15 STB zwart | Module ZM426/CME920 S15 STB noir | Frontplatte FM441/CMM910 schwarz everp | Front plate FM441/CMM910 black | 30 | 59.86 | 4054925181340 | 0.365 | 0.346 | KG | 4.934 | CDM | 165 | 130 | 230 | MM | 84039090 | 1 |  |  | X | X | [5 empty] | B
8718590730 | Frontplaat FM441/CMM910 zwart | Panneau frontal FM441/CMM910 noir | Frontplatte FM443/CMS910 schwarz everp | Front plate FM443/CMS910 black | 30 | 59.86 | 4054925180923 | 0.11 | 0.104 | KG | 0.91 | CDM | 200 | 130 | 35 | MM | 84039090 | 1 |  |  | X | X | [5 empty] | B
8718590741 | Frontplaat FM443/CMS910 zwart | Panneau frontal FM443/CMS910 noir | Frontplatte FM444/CMG10 schwarz everp | Front plate FM444/CMG910 black | 30 | 59.86 | 4054925182958 | 0.11 | 0.104 | KG | 0.933 | CDM | 205 | 130 | 35 | MM | 85381000 | 1 |  |  | X | X | [5 empty] | B
8718590742 | Frontplaat FM444/CMG910 zwart | Panneau frontal FM444/CMG910 noir | Frontplatte FM446 schwarz everp | Front plate FM446 black | 30 | 59.86 | 4054925181012 | 0.116 | 0.11 | KG | 1.028 | CDM | 205 | 132 | 38 | MM | 84039090 | 1 |  |  | X | X | [5 empty] | B
8718590745 | Frontplaat FM446 zwart | Panneau frontal FM446 noir | Frontplatte FM457 schwarz everp | Front plate FM457 black | 30 | 59.86 | 4054925180916 | 0.051 | 0.05 | KG | 0.836 | CDM | 192 | 128 | 34 | MM | 84039090 | 1 |  |  | X | X | [5 empty] | B
8718590752 | Frontplaat FM457 zwart | Panneau frontal FM457 noir | Frontplatte FM458/CMC930 schwarz everp | Front plate FM458/CMC930 black | 30 | 59.86 | 4054925181029 | 0.109 | 0.103 | KG | 1.069 | CDM | 203 | 135 | 39 | MM | 84039090 | 1 |  |  | X | X | [5 empty] | B
8718590753 | Frontplaat FM458/CMC930 zwart | Panneau frontal FM458/CMC930 noir | Frontplatte M426/436/CME920schwarz everp | Front plate M426/436/CME920 black | 31 | 66.74 | 4054925254938 | 0.108 | 0.102 | KG | 0.933 | CDM | 205 | 130 | 35 | MM | 85381000 | 1 |  |  | X | X | [5 empty] | B
8718593691 | Frontplaat M426/436/CME920 zwart | Panneau frontal M426/436/CME920 noir | FW500 de,it,fr | FW500 de,it,fr | 59 | 728.13 | 4057749177957 | 0.051 | 0.05 | KG | 0.836 | CDM | 192 | 128 | 34 | MM | 84039090 | 1 |  |  | X | X | [5 empty] | B
8737707214 | FW500 de,it,fr | FW500 de,it,fr | Anschlussklemme 2-pol Tomatenrot GFS | Connector 2-pol GFS tomato red | 16 | 12.66 | 4010009958925 | 0.282 | 0.267 | KG | 1.62 | CDM | 200 | 180 | 45 | MM | 90321020 | 1 |  |  | X | X | [5 empty] | B
63009812 | Afsluitklem 2-pol GFS rood | Connecteur 2-pol GFS tomate rouge | Anschlussklemme 2-pol maigrün FZ | Connector 2-pol may green FZ | 11 | 4.79 | 4010009958932 | 0.011 | 0.01 | KG | 0.003 | CDM | 24 | 11 | 10 | MM | 85366930 | 1 |  |  | X | X | [5 empty] | B
63010396 | Afsluitklem 2-pol FZ | Le connecteur 2-pol peut être vert FZ | Anschlussklemme 6-pol + Brücke everp | connector 6-pol + bridge | 18 | 16.32 | 4010009965886 | 0.003 | 0.002 | KG | 0.003 | CDM | 10 | 25 | 10 | MM | 84039090 | 1 |  |  | X | X | [5 empty] | B
67900754 | afsluitklem 6-pol | Borne de connexion 6-pol | Anschlussklemme 2-pol + Brücke everp | connector 2-pol + bridge | 13 | 7.69 | 4010009965893 | 0.021 | 0.01 | KG | 0.355 | CDM | 50 | 70 | 15 | MM | 84039090 | 1 |  |  | X | X | [5 empty] | B
67900755 | afsluitklem 2-pol | Borne de connexion 2-pol | Schrauben-Set f R41xx everp | Screw set for housing cover/line cover | 11 | 4.79 | 4047416088242 | 0.011 | 0.01 | KG | 0.215 | CDM | 138 | 130 | 12 | MM | 84039090 | 1 |  |  | X | X | [5 empty] | B
67903391 | Schroef set v | Lot de vis pour couvercle de carter | Blindabdeckung BZ RAL5015 | Blanking plate Bz RAL5015 | 10 | 3.52 | 4010009976325 | 0.018 | 0.017 | KG | 0.049 | CDM | 100 | 70 | 7 | MM | 84039090 | 1 |  |  | X | X | [5 empty] | B
7079099 | Blindafsluiting BZ -RAL5015 | Raccord aveugle BZ -RAL5015 | Folie Beschriftung MEC2 | Film labelling MEC | 12 | 6.06 | 4010009977483 | 0.011 | 0.01 | KG | 0.216 | CDM | 45 | 60 | 22 | MM | 84039090 | 1 |  |  | X | X | [5 empty] | B
7079712 | Folie | Feuille inscription MEC | Gehäuse Klemmenabdeck Modul weiss everp | cover connecting terminal | 27 | 42.05 | 4010009942962 | 0.002 | 0.001 | KG | 0.161 | CDM | 20 | 97 | 83 | MM | 84039090 | 1 |  |  | X | X | [5 empty] | B
63026034 | afdekkap afsluitklem | Couvercle Borne de connexion | R2107P S0 S09 ohne CM222 everp | R2107P S0 S09 without CM222 | 62 | 876.45 | 4047416070032 | 0.06 | 0.04 | KG | 0.344 | CDM | 120 | 82 | 35 | MM | 84039090 | 1 |  |  | X | X | [5 empty] | B
63026235 | R2107P S0 S09 zonder CM222 | R2107P S0 S09 sans CM222 | Verbindungsleitg PC-Easycom/ServKey ever | Connection line PC-Easycom/Servicekey | 29 | 53.54 | 4047416070124 | 2.36 | 2.006 | KG | 20.4 | CDM | 400 | 255 | 200 | MM | 84039090 | 1 |  |  | X | X | [5 empty] | B
63026358 | Verbindingsleiding Easycom-Servicekey | Conduite de raccordement | Telefonanschlusskabel Easycom everp | Telephone connection cable Easycom DE | 26 | 36.29 | 4047416070247 | 0.065 | 0.061 | KG | 0.227 | CDM | 120 | 70 | 27 | MM | 84039090 | 1 |  |  | X | X | [5 empty] | B
63026528 | Aansluitkabel DE | CABLE RACCORD. TELEPHONE RJ11 EASYCOM DE | Gehäuse Oberteil Easycom everp | Housing upper part Easycom | 31 | 66.74 | 4047416070254 | 0.077 | 0.073 | KG | 0.99 | CDM | 169 | 122 | 48 | MM | 84039090 | 1 |  |  | X | X | [5 empty] | B
63026529 | Behuizing, omkasting Bovendeel Easycom | Carter partie supérieure Easycom | Easycom EC50 Modem everp | Easycom EC50 Modem | 54 | 493.52 | 4047416070261 | 0.1 | 0.095 | KG | 1.214 | CDM | 114 | 150 | 71 | MM | 84039090 | 1 |  |  | X | X | [5 empty] | B
63026538 | Easycom EC50 Modem | Easycom EC50 Modem | Adapterkabel Easycom - Logamatic 2107 | Adapter cable Easycom - Logamatic 2107 | 25 | 32.89 | 4047416978765 | 0.073 | 0.069 | KG | 1.261 | CDM | 148 | 120 | 71 | MM | 84039090 | 1 |  |  | X | X | [5 empty] | B
63028528 | Kabelgroep Easycom-Logamatic 2107 | Câble Easycom-Logamatic 2107 | Gehäuse Bodenplatte MC10 blau everp | casing base plate blue | 36 | - | 4010009943310 | 0.119 | 0.107 | KG | 1.62 | CDM | 270 | 200 | 30 | MM | 84039090 | 1 | Phased out |  | X | X | [5 empty] | B
63031766 | Behuizing Bodemplaat blauw | Carter Socle bleu | Modulabdeckung+Aufkleberset everp | Module cover with stickers | 26 | 36.29 | 4047416092355 | 0.345 | 0.327 | KG | 5.733 | CDM | 355 | 190 | 85 | MM | 84039090 | 1 |  |  | X | X | [5 empty] | B
7079667 | Afdekkap, afdekking Module + Etiket | Couverture de module avec des autocollan | Modul KM271 S01 everp | Module KM271 S01 | 38 | 122.17 | 4062321093440 | 0.036 | 0.034 | KG | 1.185 | CDM | 238 | 249 | 20 | MM | 84039090 | 1 |  |  | X | X | [5 empty] | B
7736603861 | Module KM271 S01 | Module KM271 S01 | Klappe Zeitschaltuhr TR10 | Cover clock timer TR10 | 29 | 53.54 | 4047416837796 | 0.045 | 0.042 | KG | 0.259 | CDM | 120 | 60 | 36 | MM | 85371098 | 1 |  |  | X | X | [5 empty] | B
87155035820 | Deksel | Couvercle | Klappe Kurzanleitung TR10 | Cover short instruction TR10 | 23 | 27.22 | 4047416837802 | 0.015 | 0.011 | KG | 0.272 | CCM | 90 | 60 | 30 | MM | 84039090 | 1 |  |  | X | X | [5 empty] | B
87155035830 | Deksel | Couvercle | Sockel kpl. TR10 | Base cpl. TR10 | 27 | 42.05 | 4047416837819 | 0.012 | 0.008 | KG | 0.272 | CCM | 90 | 60 | 30 | MM | 84039090 | 1 |  |  | X | X | [5 empty] | B
87155035840 | Sokkel | Socle | Telefonadapter "DE" | Telefonadapter DE | 27 | 42.05 | 4010009932697 | 0.031 | 0.029 | KG | 0.217 | CDM | 155 | 70 | 20 | MM | 84039090 | 1 |  |  | X | X | [5 empty] | B
87155059240 | Telefonadapter DE | Telefonadapter DE | Gehäuse Oberteil IGM Junkers everp | Upper Housing IGM Junkers | 45 | 244.05 | 4047416772974 | 0.112 | 0.087 | KG | 0.432 | CDM | 120 | 80 | 45 | MM | 84039090 | 1 |  |  | X | X | [5 empty] | B
87182244400 | Bescherming IGM | Partie supérieure IGM | Gehäuse mit LPL IGM 230V V2 everp | Lower housing mit LPL IGM V2 230V | 51 | 384.3 | 4047416773056 | 0.474 | 0.45 | KG | 6.332 | CDM | 317 | 235 | 85 | MM | 84039090 | 1 |  |  | X | X | [5 empty] | B
87182244420 | Onderdeel mit LPL IGM V2 230V | Caisson inférieur mit LPL IGM V2 230V | Hochspannungs-Abdeckung | Cover HV everp | 32 | 73.62 | 4047416866536 | 0.575 | 0.488 | KG | 6.144 | CDM | 315 | 235 | 83 | MM | 84039090 | 1 |  |  | X | X | [5 empty] | B
87182249090 | Afdichting | Couvercle | Anschlussleitung EMS 300 f RDK everp | connecting lead EMS 300mm RDK | 17 | 14.44 | 4047416921709 | 0.038 | 0.036 | KG | 0.14 | CDM | 70 | 100 | 20 | MM | 84039090 | 1 |  |  | X | X | [5 empty] | B
87185713570 | aansluitkabel EMS 300mm RDK | Cable de raccordement EMS 300mm RDK | Anschlusskl steckb 2-pol purprot EMS eve | connecting terminal 2- pole purple red | 26 | 36.29 | 4047416386386 | 0.026 | 0.024 | KG | 0.195 | CDM | 130 | 100 | 15 | MM | 84039090 | 1 |  |  | X | X | [5 empty] | B
87185774430 | Aansluitklem 2-polig purperrood | Borne de connexion 2- pôles pourpre | Fühleraufnahmeblech 1/4 Kreis everp | Adaptor 1/4 circuit | 24 | 29.93 | 4051516205287 | 0.005 | 0.004 | KG | 0.014 | CDM | 30 | 30 | 15 | MM | 84039090 | 1 |  |  | X | X | [5 empty] | B
8718583491 | Adapter 1/4 circuit | Adaptateur 1/4 circuit | Frontplatte FM448/CMB900 schwarz everp | Front plate FM448/CMB900 black | 30 | 59.86 | 4054925158557 | 0.012 | 0.011 | KG | 0.008 | CDM | 85 | 12 | 8 | MM | 84039090 | 1 |  |  | X | X | [5 empty] | B
8718590746 | Frontplaat FM448/CMB900 zwart | Panneau frontal FM448/CMB900 noir | Entkopplungs-Set für SP251 V2 | Adaptor decoupling-set for SP251 V2 | 42 | 182.04 | 4054925151831 | 0.112 | 0.106 | KG | 1.107 | CDM | 205 | 135 | 40 | MM | 84039090 | 1 |  |  | X | X | [5 empty] | B
8718595677 | Adaptor decoupling-set for SP251 V2 | Set de découplage pour SP251 V2 | Anschlussklemme 3-pol gelb everp | Connector 3-pol yellow | 22 | 24.96 | 4051516628437 | 0.418 | 0.397 | KG | 2.096 | CDM | 215 | 150 | 65 | MM | 84039090 | 1 |  |  | X | X | [5 empty] | B
87377022920 | Connector 3-polig geel | Connecteur 3-pôles jaune | Anschlussklemme 3-pol gelb everp | Connector 3-pole yellow | 22 | 24.96 | 4051516628451 | 0.038 | 0.036 | KG | 0.21 | CDM | 70 | 100 | 30 | MM | 84039090 | 1 |  |  | X | X | [5 empty] | B
87377023010 | Aansluitklem 3- polig geel | Borne de connexion 3- pôles jaune | Wandmontageset hellblau everp | Wall mounting bracket bright blue | 37 | 112.45 | 4051516627928 | 0.038 | 0.036 | KG | 0.21 | CDM | 70 | 100 | 30 | MM | 85366990 | 1 |  |  | X | X | [5 empty] | B
87377030470 | Steunbeugel chtblauw | Barre d'accrochage bleu clair | Klemmenabdeckung hellblau everp | Casing Cover bright blue | 26 | 36.29 | 4051516627935 | 0.11 | 0.095 | KG | 2.728 | CDM | 220 | 155 | 80 | MM | 84039090 | 1 |  |  | X | X | [5 empty] | B
87377030480 | Behuizing Afdekdeksel lichtblauw | Carter Couvercle bleu clair | Kleinteileset Modul hellblau everp | Small component bag bright blue | 25 | 32.89 | 4051516627942 | 0.1 | 0.095 | KG | 2.728 | CDM | 140 | 90 | 40 | MM | 84039090 | 1 |  |  | X | X | [5 empty] | B
87377030500 | Behuizing Onderdelen lichtblauw | Carter Pièces diverses bleu clair | Gehäuse Unterteil xM100 weiss | casing lower housing xM100 white | 22 | 24.96 | 4051516753610 | 0.045 | 0.04 | KG | 0.21 | CDM | 130 | 80 | 20 | MM | 84039090 | 1 |  |  | X | X | [5 empty] | B
87377044810 | Behuizing onderdeel xM100 wit | Boîtier caisson inférieur xM100 blanc | Anschlussklemme 4-pol*** violett | Connector 4-pole*** violet | 14 | 9.38 | 4051516753696 | 0.251 | 0.238 | KG | 2.393 | CDM | 227 | 155 | 68 | MM | 84039090 | 1 |  |  | X | X | [5 empty] | B
87377044890 | Aansluitklem 4-polig violet | Borne de connexion 4-pôles violet | Connector ServiceKey UBA1.x / EMS everp | Connector Servicekey UBA1.x / EMS | 29 | 53.54 | 4047416070100 | 0.012 | 0.011 | KG | 0.097 | CDM | 90 | 60 | 18 | MM | 84039090 | 1 |  |  | X | X | [5 empty] | B
63026356 | Connector Servicekey UBA1.x / EMS | Connecteur clé de service | Connector Servicekey f.Regelgerät R4xxx | Connector Servicekey for control unit | 29 | 53.54 | 4047416070117 | 0.026 | 0.024 | KG | 0.054 | CDM | 90 | 30 | 20 | MM | 84039090 | 1 |  |  | X | X | [5 empty] | B
63026357 | Connector Servicekey for control unit | Connecteur clé de service | Koffer Minibag 1 blau everp | Case Minibag 1 blue | 28 | 47.73 | 4047416070131 | 0.025 | 0.023 | KG | 0.028 | CDM | 40 | 35 | 20 | MM | 84039090 | 1 |  |  | X | X | [5 empty] | B
63026359 | Case Minibag 1 blue | Petite valise 1 bleu | Verbindungskabel ECO-KOM everp | Connection line to base equipment HW | 25 | 32.89 | 4047416092317 | 0.264 | 0.25 | KG | 1.967 | CDM | 230 | 190 | 45 | MM | 84039090 | 1 |  |  | X | X | [5 empty] | B
7079574 | Verbindingsbuis ECO-KOM | CABLE BUS COMMUNICATION ECO-KOM | Brücke STB/Abschlusswiderstand(10x)everp | Jumper safety temperature limit (10x) | 17 | 14.44 | 4062321018962 | 0.125 | 0.119 | KG | 0.469 | CDM | 72 | 163 | 40 | MM | 84039090 | 1 |  |  | X | X | [5 empty] | B
7736603761 | Draadbrug veiligheidstemperatuurbeg(10x) | Cavalier limiteur température secur(10x) | Stecker 2-polig grau | Plug vert. 2-pole grey | 12 | 6.06 | 4057749179319 | 0.003 | 0.002 | KG | 0.037 | CDM | 105 | 70 | 5 | MM | 84039090 | 10 |  |  | X | X | [5 empty] | B
8716118131 | Connector 2-polig grijze | Connecteur 2-pôles gris | Schnittstellenkabel RS232 FM444 V1 everp | Interface wire RS232 FM444 V1 | 45 | 244.05 | 4051516704643 | 0.006 | 0.005 | KG | 0.351 | CDM | 130 | 90 | 30 | MM | 85366990 | 1 |  |  | X | X | [5 empty] | B
8718587471 | Interface kabel RS232 FM444 V1 | Câble RS232 FM444 V1 | Gehäuse Rückwand CBC everp | Housing back panel CBC | 42 | 182.04 | 4054925629279 | 0.133 | 0.126 | KG | 0.945 | CDM | 210 | 150 | 30 | MM | 84039090 | 1 |  |  | X | X | [5 empty] | B
8718598832 | Behuizing achter CBC | Carter arrière CBC | Gehäuse Oberteil CBC everp | Housing cover CBC | 42 | 182.04 | 4054925629293 | 1.713 | 1.456 | KG | 50.46 | CDM | 725 | 240 | 290 | MM | 84039090 | 1 |  |  | X | X | [5 empty] | B
8718598836 | Behuizing boven CBC | Carter supérieur CBC | Anschlussklemme2-pol.EV tomatenrot everp | Connector 2-pol EV tomato red | 26 | 36.29 | 4054925629354 | 1.922 | 1.633 | KG | 50.112 | CDM | 720 | 240 | 290 | MM | 84039090 | 1 |  |  | X | X | [5 empty] | B
8718598879 | Aansluitklem 2-polig EV tomatenrood | Borne de raccordement 2-pol EV rouge | Anschlussklemme 3-pol. WA maigrn everp | Connector 3-pol. WA green | 26 | 36.29 | 4054925629361 | 0.005 | 0.004 | KG | 0.024 | CDM | 40 | 30 | 20 | MM | 84039090 | 1 |  |  | X | X | [5 empty] | B
8718598880 | Aansluitklem 3-polig WA groen | Borne de raccordement 3-pol. WA vert | Anschlussklemme 3-pol.PK-Mod braun everp | Connector 3-pol. PK-Mod brown | 26 | 36.29 | 4054925629378 | 0.005 | 0.004 | KG | 0.024 | CDM | 40 | 30 | 20 | MM | 84039090 | 1 |  |  | X | X | [5 empty] | B
8718598881 | Aansluitklem 3-polig PK-Mod bruin | Borne de raccordement 3-pol. PK-Mod brun | Anschlussklemm 3-pol U weiss everp | Connector 3-pol U white | 26 | 36.29 | 4054925633306 | 0.006 | 0.005 | KG | 0.024 | CDM | 40 | 30 | 20 | MM | 84039090 | 1 |  |  | X | X | [5 empty] | B
8718599068 | Aansluitstekker 3-pol U wit | Borne de raccordement 3-pol U blanc | Anschlussklemme 3-pol ModBus rosa everp | Connector 3-pol ModBus pink | 26 | 36.29 | 4054925649994 | 0.005 | 0.004 | KG | 0.005 | CDM | 25 | 15 | 13 | MM | 84039090 | 1 |  |  | X | X | [5 empty] | B
8718599142 | Aansluitklem 3-polig ModBus roze | Borne de raccordement 3-pol ModBus rose | Gehäuseklappe CBC HMI Buderus everp | Housing flap CBC HMI Buderus | 32 | 73.62 | 4054925833577 | 0.005 | 0.004 | KG | 0.024 | CDM | 40 | 30 | 20 | MM | 84039090 | 1 |  |  | X | X | [5 empty] | B
8732902128 | Behuizing Klapdeur CBC HMI Buderus | Carter Porte CBC HMI Buderus | Schraube KBL40x40/20 (10x) everp | Screw KBL40x40/20 (10Pc) | 30 | 59.86 | 4054925909883 | 0.194 | 0.184 | KG | 4.032 | CDM | 320 | 180 | 70 | MM | 84039090 | 1 |  |  | X | X | [5 empty] | B
8732903319 | Schroef KBL40x40/20 (10x) | Vis KBL40x40/20 (10x) | Fühler Speicher | Cylinder temperature sensor | 25 | 32.89 | 4047416789798 | 0.024 | 0.022 | KG | 0.013 | CDM | 50 | 25 | 10 | MM | 84039090 | 10 |  |  | X | X | [5 empty] | B
87377013430 | Fühler Speicher | Capteur Ballon | Gehäuse Unterteil xM200 weiss | Casing lower housing xM200 white | 24 | 29.93 | 4051516753641 | 0.184 | 0.174 | KG | 0.972 | CDM | 180 | 180 | 30 | MM | 90251900 | 1 |  |  | X | X | [5 empty] | B
87377044840 | Behuizing onderkant xM200 wit | Caisson inférieur xM200 blanc | Anschlussklemme 3-pol*** gelb | Connector 3-pole*** yellow | 14 | 9.38 | 4051516753702 | 0.1 | 0.098 | KG | 4.4 | CDM | 250 | 220 | 80 | MM | 84039090 | 1 |  |  | X | X | [5 empty] | B
87377044900 | Connector 3-polig geel | Connecteur 3-pôles jaune | Anschlussklemme 3-pol*** gelb | Connector 3-pol*** yellow | 15 | 10.93 | 4051516753733 | 0.01 | 0.009 | KG | 0.081 | CDM | 90 | 60 | 15 | MM | 84039090 | 1 |  |  | X | X | [5 empty] | B
87377044930 | Connector 3-polig geel | Connecteur 3-pôles | Anschlussklemme 4-pol*** weiss | Connector 4-pol*** white | 15 | 10.93 | 4051516753740 | 0.007 | 0.006 | KG | 0.081 | CDM | 90 | 60 | 15 | MM | 84039090 | 1 |  |  | X | X | [5 empty] | B
87377044940 | Aansluitklem 4- polig wit | Borne de connexion 4- pôles blanc | BM10 CAN-Busmodul | BM10 CAN-Busmodul | 48 | 314.16 | 4051516981143 | 0.006 | 0.005 | KG | 0.081 | CDM | 90 | 60 | 15 | MM | 84039090 | 1 |  |  | X | X | [5 empty] | B
87377047030 | BM10 CAN-Busmodul | BM10 CAN-Busmodul | BM20 CAN-Busmodul | BM20 CAN-Busmodul | 48 | 314.16 | 4051516981150 | 0.12 | 0.1 | KG | 1.32 | CDM | 60 | 110 | 205 | MM | 84039090 | 1 |  |  | X | X | [5 empty] | B
87377047040 | BM20 CAN-Busmodul | BM20 CAN-Busmodul | Anschlussklemme 3-pol vertikal rot | Connector 3-pol vertical red | 21 | 22.92 | 4057749176431 | 0.12 | 0.1 | KG | 1.38 | CDM | 200 | 115 | 60 | MM | 84039090 | 1 |  |  | X | X | [5 empty] | B
8737707143 | Aansluitklem 3-pol verticaal rood | Borne de raccordement 3-pol verti. rouge | Anschlussklemme 3-pol horizontal grau | Connector 3-pol horizontal grey | 20 | 20.5 | 4057749176448 | 0.007 | 0.006 | KG | 0.006 | CDM | 25 | 15 | 15 | MM | 84039090 | 1 |  |  | X | X | [5 empty] | B
8737707144 | Aansluitklem 3-pol horizontaal grijs | Borne de raccordement 3-pol horiz. gris | Anschlussklemme 2-pol horizontal blau | Connector 2-pol horizontal blue | 20 | 20.5 | 4057749176455 | 0.008 | 0.007 | KG | 0.006 | CDM | 25 | 15 | 15 | MM | 84039090 | 1 |  |  | X | X | [5 empty] | B
8737707145 | Aansluitklem 2-pol horizontaal blauw | Borne de raccordement 2-pol horiz. bleu | Anschlussklemme 2-pol horizontal gelb | Connector 2-pol horizontal yellow | 20 | 20.5 | 4057749176462 | 0.005 | 0.004 | KG | 0.006 | CDM | 25 | 15 | 15 | MM | 84039090 | 1 |  |  | X | X | [5 empty] | B
8737707146 | Aansluitklem 2-pol horizontaal geel | Borne de raccordement 2-pol horiz. jaune | Anschlussklemme 2-pol horizontal rot | Connector 2-pol horizontal red | 20 | 20.5 | 4057749176479 | 0.007 | 0.006 | KG | 0.032 | CDM | 35 | 60 | 15 | MM | 84039090 | 1 |  |  | X | X | [5 empty] | B
8737707147 | Aansluitklem 2-pol horizontaal rood | Borne de raccordement 2-pol horiz. rouge | Anschlussklemme vert. 4-pol Blau | Connector Vert. 4-pole Blue | 20 | 20.5 | 4062321314644 | 0.005 | 0.004 | KG | 0.004 | CDM | 25 | 15 | 10 | MM | 84039090 | 1 |  |  | X | X | [5 empty] | B
8737712739 | Connector 4-polig blauw | Connecteur 4-pôles bleu | Drehknopf weiß | Rotary knob white | 14 | 9.38 | 4062321662240 | 0.007 | 0.006 | KG | 0.035 | CDM | 45 | 60 | 13 | MM | 85369010 | 1 |  |  | X | X | [5 empty] | B
8737714691 | Draaiknop wit | Bouton de réglage blanc | Modul HM200 / MH200 DE,CH | Mdule HM200 / MH200 DE,CH | 50 | 357.33 | 4062321591779 | 0.015 | 0.014 | KG | 0.224 | CDM | 160 | 140 | 10 | MM | 90329000 | 1 |  |  | X | X | [5 empty] | B
8737714395 | Modulo HM200 / MH200 DE,CH | Módulo HM200 / MH200 DE,CH | Überspannungsschutzkabel RAC gateway | Overvoltage protection cable RAC gateway | 26 | 36.29 | 4062321483715 | 1.45 | 1.44 | KG | 2.672 | CDM | 246 | 181 | 60 | MM | 85371098 | 1 |  |  | X | X | [5 empty] | B
8750502236 | Overspanningsbeveiligingskabel | Câble protection contre les surtensions | Anschlussklemme 4-pol beige everp | Connector 4-pol beige | 18 | 16.32 | 4047416578446 | 0.006 | 0.004 | KG | 0.023 | CDM | 150 | 90 | 10 | MM | 85444290 | 1 |  |  | X | X | [5 empty] | B
7747023168 | Afsluitklem 4-pol beige | Borne de connexion 4- pôles beige | Anschlussklemme 6-pol transparent everp | connector 6-pol transparent | 20 | 20.5 | 4047416579160 | 0.011 | 0.01 | KG | 0.082 | CDM | 64 | 64 | 20 | MM | 84039090 | 1 |  |  | X | X | [5 empty] | B
7747023991 | Steker 6-polig wit | Borne de connexion 6-pol transparent | Gehäuse CM/MCM m LPL 230V everp | Housing w.Electronik CM/MCM m LPL | 54 | 493.52 | 4047416803166 | 0.012 | 0.011 | KG | 0.015 | CDM | 30 | 25 | 20 | MM | 84039090 | 1 |  |  | X | X | [5 empty] | B
7747029818 | Behuizing, omkasting CM/MCM m LPL | Carter partie inférieure CM/MCM m LPL | Gehäuse Oberteil MCM Buderus everp | Housing Top MCM Buderus everp | 43 | 202.26 | 4047416803289 | 0.569 | 0.483 | KG | 6.392 | CDM | 320 | 235 | 85 | MM | 84039090 | 1 |  |  | X | X | [5 empty] | B
7747029822 | Behuizing, omkasting Buderus | Carter supérieur Buderus | Gehäuse Unterteil R43x3 m BM494 V2 everp | Housing casing lower R43x3 +BM494 V2 | 48 | 314.16 | 4051516094430 | 0.523 | 0.444 | KG | 6.312 | CDM | 316 | 235 | 85 | MM | 84039090 | 1 |  |  | X | X | [5 empty] | B
8718581679 | Behuizing Onderdeel R43x3 +BM494 V2 | Carter Caisson inférieur R43x3 +BM494V2 | Blindabdeckung D-Sub-B schwarz everp | Blank panel D-Sub-B black | 25 | 32.89 | 4051516451189 | 2.626 | 2.232 | KG | 50.112 | CDM | 720 | 240 | 290 | MM | 90329000 | 1 |  |  | X | X | [5 empty] | B
8718585135 | afdekplaat D-Sub-B zwart | Plaque pleine pour douille D-Sub-B noir | Gehäuse Klarsichtabdeckung 2 neut everp | Housing clear cover neutral | 31 | 66.74 | 4051516451301 | 0.005 | 0.003 | KG | 0.005 | CDM | 32 | 31 | 5 | MM | 84039090 | 1 |  |  | X | X | [5 empty] | B
8718585359 | behuizing Onderlegring | Carter couvercle translucide | Frontplatte M425 schwarz everp | Panel front M425 black | 26 | 36.29 | 4051516451387 | 1.12 | 1.008 | KG | 38.646 | CDM | 565 | 240 | 285 | MM | 90329000 | 1 |  |  | X | X | [5 empty] | B
8718585367 | Frontplaat M425 zwart | Panneau frontal M425 noir | Anschlussklemme 3-pol grau everp | Connector 3-pole grey | 12 | 6.06 | 4051516451684 | 0.285 | 0.27 | KG | 4.538 | CDM | 220 | 165 | 125 | MM | 90329000 | 1 |  |  | X | X | [5 empty] | B
8718585558 | Aansluitklem 3-polig grijs | Borne de connexion 3-poles gris | Anschlussklemme 2-pol ES Ockerbraun ever | Connector 2-pol ES ochre brown | 11 | 4.79 | 4051516451691 | 0.009 | 0.008 | KG | 0.024 | CDM | 40 | 30 | 20 | MM | 84039090 | 1 |  |  | X | X | [5 empty] | B
8718585559 | Aansluitklem 2-polig ES okerbruin | Borne de connexion 2-pol ES ocre | Anschlussklemme 3-pol.Stufe2 weiss everp | Connector 3-pole stage 2 white | 12 | 6.06 | 4051516451790 | 0.004 | 0.003 | KG | 0.003 | CDM | 115 | 70 | 20 | MM | 84039090 | 1 |  |  | X | X | [5 empty] | B
8718585569 | Aansluitklem 3-polig wit | Borne de raccordement 3-poles blanc | Anschlussklemme 2-pol Stufe1 weiss everp | Connector 2-pole stage 1 white | 11 | 4.79 | 4051516451806 | 0.005 | 0.004 | KG | 0.012 | CDM | 30 | 20 | 20 | MM | 85366990 | 1 |  |  | X | X | [5 empty] | B
8718585570 | Aansluitklem 2-polig wit | Borne de raccordement 2-poles blanc | Anschlussklemme 2-pol FG tomatenrot ever | Connector 2-pol FG tomatored | 13 | 7.69 | 4051516834340 | 0.004 | 0.003 | KG | 0.012 | CDM | 30 | 20 | 20 | MM | 85366930 | 1 |  |  | X | X | [5 empty] | B
8718590202 | Aansluitklem 2pol. FG rood | Borne de connexion 2pol. FG rouge | Frontplatte FM445/CML910 schwarz everp | Front plate FM445/CML910 black | 30 | 59.86 | 4054925181050 | 0.006 | 0.005 | KG | 0.117 | CDM | 120 | 75 | 13 | MM | 85366930 | 1 |  |  | X | X | [5 empty] | B
8718590743 | Frontplaat FM445/CML910 zwart | Panneau frontal FM445/CML910 noir | Frontplatte FM456 schwarz everp | Front plate FM456 black | 30 | 59.86 | 4054925158540 | 0.114 | 0.108 | KG | 0.976 | CDM | 192 | 128 | 34 | MM | 84039090 | 1 |  |  | X | X | [5 empty] | B
8718590747 | Frontplaat FM456 zwart | Panneau frontal FM456 noir | Frontplatte ZM422 schwarz everp | Front plate ZM422 black | 30 | 59.86 | 4054925180978 | 0.108 | 0.102 | KG | 1.016 | CDM | 205 | 134 | 37 | MM | 84039090 | 1 |  |  | X | X | [5 empty] | B
8718590763 | Frontplaat ZM422 zwart | Panneau frontal ZM422 noir | Frontplatte ZM424 schwarz everp | Front plate ZM424 black | 30 | 59.86 | 4054925180909 | 0.051 | 0.05 | KG | 0.836 | CDM | 192 | 128 | 34 | MM | 84039090 | 1 |  |  | X | X | [5 empty] | B
8718590764 | Frontplaat ZM424 zwart | Panneau frontal ZM424 noir | Frontplatte ZM427/CME930 schwarz everp | Front plate ZM427/CME930 black | 30 | 59.86 | 4054925180961 | 0.11 | 0.104 | KG | 1.107 | CDM | 205 | 135 | 40 | MM | 90329000 | 1 |  |  | X | X | [5 empty] | B
8718590765 | Frontplaat ZM427/CME930 zwart | Panneau frontal ZM427/CME930 noir | Frontplatte ZM433 schwarz everp | Front plate ZM433 black | 30 | 59.86 | 4054925181043 | 0.116 | 0.11 | KG | 0.933 | CDM | 205 | 130 | 35 | MM | 84039090 | 1 |  |  | X | X | [5 empty] | B
8718590766 | Frontplaat ZM433 zwart | Panneau frontal ZM433 noir | Frontplatte ZM434 schwarz everp | Front plate ZM434 black | 30 | 59.86 | 4054925180992 | 0.112 | 0.106 | KG | 0.95 | CDM | 203 | 130 | 36 | MM | 84039090 | 1 |  |  | X | X | [5 empty] | B
8718590767 | Frontplaat ZM434 zwart | Panneau frontal ZM434 noir | Betriebstundenzähler everp | Hours run meter | 35 | 95.06 | 4057749221025 | 0.112 | 0.106 | KG | 0.933 | CDM | 205 | 130 | 35 | MM | 84039090 | 1 |  |  | X | X | [5 empty] | B
8732907703 | Bedrijfsurenteller | Compteur horaire | Modul IEM neutral | Module IEM neutral | 51 | 384.3 | 4054925976717 | 0.066 | 0.062 | KG | 0.476 | CDM | 140 | 85 | 40 | MM | 90291000 | 1 |  |  | X | X | [5 empty] | B
8737707139 | Module IEM neutral | Module IEM neutre | Düsenplatte U114/U124 2LL D1.02mm (00) | Manyfold U114/U124 2LL D1.02mm (00) | 37 | 112.45 | 4047416097794 | 0.748 | 0.635 | KG | 5.426 | CDM | 265 | 195 | 105 | MM | 85371098 | 1 |  |  | X | X | [5 empty] | B
7099121 | Manifold 2LL G25 D1.02mm (00) | INJECTEURS GN G25 (LL) D1,02mm U124-24 | Düsenplatte U114/U124 3B/P D0.50mm(00) | Manyfold U114/U124 3B/P D0.50mm(00) | 37 | 112.45 | 4047416097817 | 0.9 | 0.765 | KG | 6.5 | CDM | 325 | 125 | 160 | MM | 84039090 | 1 |  |  | X | X | [5 empty] | B
7099123 | Manifold 3B/P G30 D0.50mm(00) | Plaque injecteur U114/124 S0 G30 (B/P) | Düsenplatte U114/U124 3P D0.52mm (00) | Manyfold U114/U124 3P D0.52mm (00) | 37 | 112.45 | 4047416097824 | 0.914 | 0.776 | KG | 6.298 | CDM | 320 | 160 | 123 | MM | 84039090 | 1 |  |  | X | X | [5 empty] | B
7099124 | Manifold 3P G31 D0.52mm (00) | Plaque injecteur U114/124 S0 G31 (P) | Strömungssicherung kpl | Draft converter | 43 | 202.26 | 4047416097855 | 0.912 | 0.775 | KG | 6.297 | CDM | 325 | 125 | 155 | MM | 84039090 | 1 |  |  | X | X | [5 empty] | B
7099127 | Trekonderbreker | ANTI REFOULEUR | Halteclips klein (5x), groß (5x) | Cable clip small (5x), big (5x) | 17 | 14.44 | 4047416097947 | 2.588 | 2.199 | KG | 49.576 | CDM | 355 | 285 | 490 | MM | 84199085 | 1 |  |  | X | X | [5 empty] | B
7099136 | Kabelclip klein (5x), groot (5x) | Fixation câble petit (5x), grande (5x) | Rahmenrückteil klein | Backside doorholder small | 17 | 14.44 | 4047416098968 | 0.01 | 0.008 | KG | 0.198 | CDM | 108 | 92 | 20 | MM | 84039090 | 5 |  |  | X | X | [5 empty] | B
7099330 | Achterstuk deurhouder klein | Partie arrière de cadre petite | Ionisation Verlaengerungskabel | Ionisation extension cable | 19 | 18.48 | 4051516031015 | 0.02 | 0.018 | KG | 0.198 | CDM | 181 | 105 | 30 | MM | 84039090 | 1 |  |  | X | X | [5 empty] | B
78077 | Verlengingskabel ionisatie | Câble d'extension ionisation | Dichtung | Rubber gasket electric heater Washer | 16 | 12.66 | 4010009704935 | 0.01 | 0.008 | KG | 0.198 | CDM | 110 | 180 | 10 | MM | 84039090 | 1 |  |  | X | X | [5 empty] | B
87110043600 | Pakking | Joint caoutchouc chauffage élect. WPS170 | Isolierung | Insulation compl. Mitsub. 6-11 | 40 | 145.62 | 4010009243830 | 0.014 | 0.013 | KG | 0.032 | CDM | 80 | 80 | 5 | MM | 84039090 | 1 |  |  | X | X | [5 empty] | B
87123035800 | Isolatie | Isolation | Kodierstecker 1325 | Code Plug 1325 | 15 | 10.93 | 4010009232698 | 1.36 | 1 | KG | 0.277 | CDM | 380 | 280 | 160 | MM | 84039090 | 1 |  |  | X | X | [5 empty] | B
87144313250 | Codeerstekker 1325 | CI de codage 1325 | Rückwand | Back_panel | 52 | 416.66 | 4010009713425 | 0.005 | 0.003 | KG | 0.162 | CDM | 180 | 90 | 10 | MM | 84039090 | 1 |  |  | X | X | [5 empty] | B
87154024620 | Achterkant | Dosseret | Abgassammler | Flue gas collector | 35 | 95.06 | 4010009094104 | 12 | 9.96 | KG | 0.567 | HL | 1800 | 50 | 630 | MM | 84039090 | 1 |  |  | X | X | [5 empty] | B
87160108160 | Valwindafleider | Coupe tirage antirefouleur | Brennkammer | Combustion chamber | 30 | 59.86 | 4010009093589 | 1.75 | 1.45 | KG | 19.657 | CDM | 359 | 234 | 234 | MM | 84039090 | 1 |  |  | X | X | [5 empty] | B
87160108250 | Verbrandingskamer | Chambre de combustion | Befestigungswinkel | Angle bracket | 17 | 14.44 | 4010009094845 | 0.8 | 0.55 | KG | 19.657 | CDM | 359 | 234 | 234 | MM | 84039090 | 1 |  |  | X | X | [5 empty] | B
87160108770 | Bevestigingshoek | Equerre | Adapter | Adapter | 17 | 14.44 | 4010009094180 | 0.09 | 0.08 | KG | 0.006 | HL | 150 | 100 | 40 | MM | 84039090 | 1 |  |  | X | X | [5 empty] | B
87160111410 | Adapter | Raccord | Führungsbuchse | Cord strain relief Bush | 14 | 9.38 | 4010009723974 | 0.025 | 0.017 | KG | 77.08 | CCM | 47 | 82 | 20 | MM | 74122000 | 1 |  |  | X | X | [5 empty] | B
87161411020 | Geleidingsschroef met | Coquille | Wassersieb | Water strainer | 22 | 24.96 | 4010009208341 | 0.648 | 0.63 | KG | 0.158 | CDM | 89 | 127 | 14 | MM | 39269097 | 1 |  |  | X | X | [5 empty] | B
87215743120 | Waterzeef | Filtre à eau U012 24K | Durchflussbegrenzer 12l braun | Flow limiter | 25 | 32.89 | 4047416246703 | 0.034 | 0.002 | KG | 0.641 | CDM | 135 | 95 | 50 | MM | 84039090 | 1 |  |  | X | X | [5 empty] | B
87215743130 | Debietbegrenzer | LIMIT DE DEBIT 12 LITRES U012K/U014K V2 | Halterung | Fixing bracket | 21 | 22.92 | 4010009197812 | 0.038 | 0.032 | KG | 0.641 | CDM | 135 | 95 | 50 | MM | 84039090 | 1 |  |  | X | X | [5 empty] | B
87215743800 | Houder | Support | Abdeckung | Covering sheet | 19 | 18.48 | 4010009197928 | 0.038 | 0.006 | KG | 0.641 | CDM | 135 | 95 | 50 | MM | 84039090 | 1 |  |  | X | X | [5 empty] | B
87215743920 | Afdichting | Câble transformateur U012-28T60 | Rückschlagventil | Non-return valve | 23 | 27.22 | 4010009198581 | 0.04 | 0.008 | KG | 0.641 | CDM | 135 | 95 | 50 | MM | 84039090 | 1 |  |  | X | X | [5 empty] | B
87215744820 | Terugslagklep | Soupape de non-retour | Druckschalter | Pressure switch | 38 | 122.17 | 4010009198604 | 0.003 | 0.002 | KG | 0.081 | CDM | 90 | 60 | 15 | MM | 84039090 | 1 |  |  | X | X | [5 empty] | B
87215744900 | Drukverschilschakelaar | Pressostat | Sichtfenster | Observation window | 25 | 32.89 | 4010009208822 | 0.12 | 0.114 | KG | 0.641 | CDM | 135 | 95 | 50 | MM | 85365080 | 1 |  |  | X | X | [5 empty] | B
87215744950 | Kijkglas | Hublot | Sicherung 20A | Protection switch fuse 20A A PLS | 27 | 42.05 | 4010009711568 | 0.046 | 0.043 | KG | 4.92 | CDM | 133 | 98 | 53 | MM | 84039090 | 1 |  |  | X | X | [5 empty] | B
87445030200 | Zekering 20A PLS6-C20/3 | Disjoncteur 20a WPS60-75-90/60-75-90-110 | Sicherung 6A | Protection switch fuse 6A PLS6-C | 28 | 47.73 | 4010009711575 | 0.34 | 0.304 | KG | 0.81 | CDM | 135 | 100 | 60 | MM | 84039090 | 1 |  |  | X | X | [5 empty] | B
87445030210 | Zekering 6 A | Disjoncteur 6a 110-140-170 c/110t | Schalteinheit G107 2.Magnetv | Switch unity G107 2.mag valve | 44 | 222.48 | 4047416303178 | 0.34 | 0.3 | KG | 3.574 | CDM | 145 | 145 | 170 | MM | 84039090 | 1 |  |  | X | X | [5 empty] | B
63002350 | Switch unity G107 2.mag valve | G107W unité de commutation pour 2ème éle | Textplatte | Name plate | 15 | 10.93 | 4047416098937 | 0.566 | 0.481 | KG | 6.338 | CDM | 313 | 135 | 150 | MM | 84039090 | 1 |  |  | X | X | [5 empty] | B
7099325 | Tekstplaat | PLAQUE DE TEXTE | Rahmenrückteil groß | Backside doorholder large | 20 | 20.5 | 4047416098975 | 0.01 | 0.007 | KG | 0.45 | CDM | 137 | 97 | 5 | MM | 84039090 | 1 |  |  | X | X | [5 empty] | B
7099332 | Achterstuk deurhouder groot | Partie arrière de cadre grande | Messingschraube f. Dreiwegeventil WK/WKG | Brass bolt (10 pc) | 15 | 10.93 | 4047416101514 | 0.102 | 0.096 | KG | 0.84 | CDM | 280 | 120 | 25 | MM | 84039090 | 1 |  |  | X | X | [5 empty] | B
7100172 | Membraankastbout (10 st) | Vis de laiton | Anschluss-Set für Gasventil WKG | Connection nipple gas valve | 33 | 80.64 | 4047416101651 | 0.03 | 0.028 | KG | 0.198 | CDM | 83 | 92 | 15 | MM | 84039090 | 1 |  |  | X | X | [5 empty] | B
7100218 | Aansluitnippel gasregelblok | Set de raccordem.pour bloc de brûleur | Messrohr für Druckdifferenzschalter | Cable pressure switch | 20 | 20.5 | 4047416101903 | 0.264 | 0.25 | KG | 0.309 | CDM | 116 | 70 | 38 | MM | 84039090 | 1 |  |  | X | X | [5 empty] | B
7100340 | Drukverschilschakelaarkabel | Tube de mesure | Verkleidung | Casing | 46 | 266.98 | 4047416102535 | 0.014 | 0.013 | KG | 0.42 | CDM | 200 | 70 | 30 | MM | 84039090 | 1 |  |  | X | X | [5 empty] | B
7100582 | Toestelmantel | Habillage sans clapet | Strösi 11/W kpl | Draft convertor | 43 | 202.26 | 4047416102542 | 7.5 | 7.3 | KG | 0.177 | M3 | 930 | 550 | 360 | MM | 84039090 | 1 |  |  | X | X | [5 empty] | B
7100584 | Trek- en windonderbreker | Coupe tirage antiref.compl.pour U104-11 | Verbrennungskammer kpl. 11/W | Combustion chamber | 39 | 132.96 | 4047416102580 | 1.83 | 1.555 | KG | 22.688 | CDM | 330 | 250 | 275 | MM | 84039090 | 1 |  |  | X | X | [5 empty] | B
7100594 | Verbrandingskamer | Chambre de combustion compl. | Vorderwand mit Isolierung 11/W | Frontplate combustion chamber | - | - | 4047416102597 | 1.246 | 0.987 | KG | 12.141 | CDM | 355 | 180 | 190 | MM | 84039090 | 1 | Phased out |  | X | X | [5 empty] | B
7100596 | Voorplaat verbrandingskamer | Panneau avant avec isolation | Brennerrahmen 11/W,11/WG | Skirt combustion chamber | 28 | 47.73 | 4047416102641 | 0.455 | 0.432 | KG | 5.938 | CDM | 250 | 190 | 125 | MM | 84039090 | 1 |  |  | X | X | [5 empty] | B
7100606 | Rok verbrandingskamer | CADRE BRULEUR POUR U104-11/W,11/WG | Düsenplatte 11kW 2LL D1,02 kpl | Manyfold U104-11kW 2LL D1,02 kpl | 37 | 112.45 | 4047416102665 | 0.227 | 0.215 | KG | 0.858 | CDM | 185 | 145 | 32 | MM | 84039090 | 1 |  |  | X | X | [5 empty] | B
7100611 | Manifold 2L-eLL G25 D1.02 | Plaque d'injecteur 2LL G25 D1,02 compl. | Verbindungsrohr Brenner 11/W | Connection pipe burner | 27 | 42.05 | 4047416102702 | 0.583 | 0.495 | KG | 4.245 | CDM | 245 | 165 | 105 | MM | 84039090 | 1 |  |  | X | X | [5 empty] | B
7100618 | Verbindingsleiding brander | Tube de raccordement brûleur | Verbindungsrohr Thermoma 11/W,11/WG | Connection pipe thermomanom. | 37 | 112.45 | 4047416102719 | 0.15 | 0.142 | KG | 0.613 | CDM | 175 | 70 | 50 | MM | 84039090 | 1 |  |  | X | X | [5 empty] | B
7100620 | Verbindingsleiding manometer | Tube de raccordement termomanomètre | Verbindungsrohr Überströmventil 11/W | Connection pipe safety valve | - | - | 4047416102733 | 0.294 | 0.279 | KG | 1.71 | CDM | 200 | 190 | 45 | MM | 84039090 | 1 | Phased out |  | X | X | [5 empty] | B
7100624 | Verbindingsleiding overstortv | Tube de raccordement pour soupape de | Anschlussleitung D6 kpl 11/W,11/WG | Connection pipe expansiontank | 23 | 27.22 | 4047416102757 | 0.199 | 0.189 | KG | 2.145 | CDM | 325 | 120 | 55 | MM | 84039090 | 1 |  |  | X | X | [5 empty] | B
7100628 | Aansluitleiding expansievat | Câble d'alimentation 6mm compl. | Anschlussrohr Sp-Vorl 11/W,11/WG | Supply pipe CH | 27 | 42.05 | 4047416102764 | 0.074 | 0.07 | KG | 2.156 | CDM | 280 | 140 | 55 | MM | 84039090 | 1 |  |  | X | X | [5 empty] | B
7100630 | Aanvoerleiding CV | Tube de raccordement départ complet | Anschlussstück Heizungsvorl 11/W,WG | Connection full and draincock | 27 | 42.05 | 4047416102771 | 0.11 | 0.104 | KG | 0.154 | CDM | 110 | 40 | 35 | MM | 84039090 | 1 |  |  | X | X | [5 empty] | B
7100632 | Aansluitstuk vul/aftapkraan | Pièce de raccordement | Verbindungsrohr Wärmet/pumpe 11/W | Connection heat exchang./pump | 36 | 102.88 | 4047416102788 | 0.215 | 0.204 | KG | 0.101 | CDM | 42 | 80 | 30 | MM | 84039090 | 1 |  |  | X | X | [5 empty] | B
7100634 | Verbindingsl. warmtewis./pomp | Tube de raccordement U104-11/W | Ausgleichsleitung D4 kpl 11/W,11/WG | Centering pipe | 26 | 36.29 | 4047416102801 | 0.351 | 0.333 | KG | 0.497 | CDM | 110 | 105 | 43 | MM | 84039090 | 1 |  |  | X | X | [5 empty] | B
7100642 | Centreerleiding | CONDUIT EQUILIBRAGE D4MM U122/124-11 KW | Klemmringverschr | Nut with clamping ring | 18 | 16.32 | 4047416104638 | 0.06 | 0.057 | KG | 1.8 | CDM | 300 | 120 | 50 | MM | 84039090 | 1 |  |  | X | X | [5 empty] | B
7101112 | Moer + knelring | Boulonnage compl. | Gasarmatur V7335A2232U LPG 3-37Mbar | Gas valve V7335A2232U LPG 3-37Mbar | 52 | 416.66 | 4051516325541 | 0.01 | 0.008 | KG | 0.198 | CDM | 90 | 105 | 25 | MM | 84039090 | 1 |  |  | X | X | [5 empty] | B
8718600305 | Gasblok V7335A2232U LPG 3-37Mbar | Bloc gaz V7335A2232U LPG 3-37Mbar | O-Ring (10x) | O-ring (10x) | 14 | 9.38 | 4051516140281 | 1.39 | 1.21 | KG | 4.262 | CDM | 220 | 155 | 125 | MM | 84039090 | 1 |  |  | X | X | [5 empty] | B
17004S | O-ring (10x) | Joint torique (10x) | Überwachungselektrode | Flame sense electrode | 25 | 32.89 | 4051516144333 | 0.004 | 0.003 | KG | 0.007 | CDM | 40 | 60 | 3 | MM | 40169300 | 10 |  |  | X | X | [5 empty] | B
38354 | Ionisatiepen | Électrode de contrôle | Kabelbaum | Harness main | 16 | 12.66 | 4057749654717 | 0.023 | 0.021 | KG | 0.308 | CDM | 205 | 50 | 30 | MM | 84039090 | 1 |  |  | X | X | [5 empty] | B
87186519660 | Kabel | Câble | Modul IP-Gateway ShEm-02 everp | Module IP-Gateway ShEm-02 | 37 | 112.45 | 4062321196608 | 0.031 | 0.029 | KG | 0.048 | CDM | 60 | 40 | 20 | MM | 85444290 | 1 |  |  | X | X | [5 empty] | B
7736604124 | Module IP-Gateway ShEm-02 | Module IP-Gateway ShEm-02 | Rahmen | Chassis Assembly | 33 | - | 4057749426529 | 0.273 | 0.007 | KG | 1.408 | CDM | 160 | 110 | 80 | MM | 85176200 | 1 | Phased out |  | X | X | [5 empty] | B
7739834970 | Chassis Assembly | Cadre-support | Gebläse | Cross flow fan | 22 | 24.96 | 4057749426734 | 10.5 | 7.4 | KG | 151.47 | CDM | 540 | 330 | 850 | MM | 84159000 | 1 |  |  | X | X | [5 empty] | B
7739834991 | Cross flow fan | Ventilateur | Regelgerät | Electronic control box assembly | 36 | 102.88 | 4057749426949 | 0.55 | 0.47 | KG | 123.704 | CDM | 470 | 470 | 560 | MM | 84149000 | 1 |  |  | X | X | [5 empty] | B
7739835012 | Electronic control box assembly | Appareil de régulation | Regelgerät | Electronic control box assembly | 35 | 95.06 | 4057749426956 | 0.95 | 0.807 | KG | 5.597 | CDM | 205 | 210 | 130 | MM | 85371091 | 1 |  |  | X | X | [5 empty] | B
7739835013 | Electronic control box assembly | Appareil de régulation | Regelgerät | Electronic control box assembly | 36 | 102.88 | 4057749426963 | 0.89 | 0.845 | KG | 4.96 | CDM | 160 | 200 | 155 | MM | 85371091 | 1 |  |  | X | X | [5 empty] | B
7739835014 | Electronic control box assembly | Appareil de régulation | Evaporator assembly | Evaporator assembly Gas valve assembly | 44 | 222.48 | 4057749427199 | 1.147 | 1.089 | KG | 12.818 | CDM | 305 | 205 | 205 | MM | 84039090 | 1 |  |  | X | X | [5 empty] | B
7739835037 | Evaporator assembly Gas valve assembly | Évaporateur | Leiterplatte | Indoor Main Control Board Subassembly | 33 | 80.64 | 4057749427403 | 4.44 | 3.9 | KG | 81.27 | CDM | 860 | 450 | 210 | MM | 84159000 | 1 |  |  | X | X | [5 empty] | B
7739835058 | Indoor Main Control Board Subassembly | Circuit imprimé principal RAC 3,5-2 IBW | Leiterplatte | Indoor Main Control Board Subassembly | 32 | 73.62 | 4057749427410 | 0.348 | 0.33 | KG | 3.69 | CDM | 205 | 200 | 90 | MM | 85371091 | 1 |  |  | X | X | [5 empty] | B
7739835059 | Indoor Main Control Board Subassembly | Tableau de commande principal intérieur | Leiterplatte | Indoor Main Control Board Subassembly | 33 | 80.64 | 4057749427427 | 0.217 | 0.206 | KG | 0.84 | CDM | 175 | 120 | 40 | MM | 84039090 | 1 |  |  | X | X | [5 empty] | B
7739835060 | Indoor Main Control Board Subassembly | Circuit imprimé | Luftleitblech | Vertical vane | 10 | 3.52 | 4057749428387 | 0.216 | 0.205 | KG | 0.84 | CDM | 175 | 120 | 40 | MM | 85371091 | 1 |  |  | X | X | [5 empty] | B
7739835156 | Vertical vane | Déflecteur d'air | Verflüssiger | Condenser Assembly | 52 | 416.66 | 4057749817716 | 0.535 | 0.454 | KG | 16.938 | CDM | 705 | 155 | 155 | MM | 84159000 | 1 |  |  | X | X | [5 empty] | B
7739838251 | Condensator | Condenseur | Mutter | Pipe Nut | 10 | 3.52 | 4057749851048 | 30 | 27 | KG | 576 | CDM | 1200 | 800 | 600 | MM | 84159000 | 1 |  |  | X | X | [5 empty] | B
8733500243 | Moer | écrou | Ventil | Detection valve | 10 | 3.52 | 4057749851277 | 0.008 | 0.007 | KG | 0.013 | CDM | 25 | 25 | 20 | MM | 74153300 | 1 |  |  | X | X | [5 empty] | B
8733500266 | Detectieklep | Soupape | Halter | Bracket of remote Controller | 10 | 3.52 | 4057749851284 | 0.012 | 0.01 | KG | 0.016 | CDM | 40 | 20 | 20 | MM | 84813099 | 1 |  |  | X | X | [5 empty] | B
8733500267 | Bracket of remote Controller | Support | Mutter | Pipe Nut | 10 | 3.52 | 4057749851291 | 0.155 | 0.147 | KG | 4.617 | CDM | 190 | 180 | 135 | MM | 39269097 | 1 |  |  | X | X | [5 empty] | B
8733500268 | Moer | Écrou | Leiterplatte Display | Display board subassembly | 24 | 29.93 | 4057749851345 | 0.013 | 0.01 | KG | 0.019 | CDM | 31 | 25 | 25 | MM | 74153300 | 1 |  |  | X | X | [5 empty] | B
8733500273 | Display board subassembly | Circuit imprimé Display | Filter | Check valve | 10 | 3.52 | 4057749851376 | 0.13 | 0.123 | KG | 4.449 | CDM | 185 | 185 | 130 | MM | 85299096 | 1 |  |  | X | X | [5 empty] | B
8733500276 | Terugslagklep | Filtre | Regelgerät | Electronic control box subassembly | 35 | 95.06 | 4057749851406 | 0.068 | 0.065 | KG | 79.524 | CDM | 40 | 17 | 17 | MM | 84813099 | 1 |  |  | X | X | [5 empty] | B
8733500279 | Electronic control box subassembly | Appareil de régulation | Leiterplatte | Main control board subassembly | 32 | 73.62 | 4057749851413 | 2.1 | 0.9 | KG | 11.875 | CDM | 250 | 250 | 190 | MM | 85371091 | 1 |  |  | X | X | [5 empty] | B
8733500280 | Main control board subassembly | Circuit imprimé | Mutter | Pipe Nut | 10 | 3.52 | 4057749851420 | 0.11 | 0.102 | KG | 13.005 | CDM | 255 | 255 | 200 | MM | 85371091 | 1 |  |  | X | X | [5 empty] | B
8733500281 | Moer | écrou | Regelgerät | Electronic control box subassembly | 36 | 102.88 | 4057749851451 | 0.014 | 0.012 | KG | 0.016 | CDM | 25 | 25 | 25 | MM | 85371098 | 1 |  |  | X | X | [5 empty] | B
8733500284 | Electronic control box subassembly | Appareil de régulation | Blende | Panel assembly | 26 | 36.29 | 4062321102104 | 0.995 | 0.86 | KG | 3.822 | CDM | 210 | 140 | 130 | MM | 85371091 | 1 |  |  | X | X | [5 empty] | B
8750500702 | Panel assembly | Cache | Blende | Panel assembly | 28 | 47.73 | 4062321102142 | 1 | 0.9 | KG | 8.148 | CDM | 210 | 40 | 970 | MM | 84159000 | 1 |  |  | X | X | [5 empty] | B
8750500706 | Panel assembly | Cache | Kappe | Cap | 17 | 14.44 | 4062321460686 | 2.4 | 2.04 | KG | 119.04 | CDM | 1200 | 310 | 320 | MM | 84159000 | 1 |  |  | X | X | [5 empty] | B
8750502203 | Cap | Cap | Kappe | Cap | 17 | 14.44 | 4062321460693 | 0.012 | 0.01 | KG | 0.16 | CDM | 80 | 50 | 40 | MM | 84039090 | 1 |  |  | X | X | [5 empty] | B
8750502204 | Bearing C | Bearing C | Seitenwand links | Side panel left | 10 | 3.52 | 4062321461751 | 0.012 | 0.01 | KG | 0.16 | CDM | 80 | 50 | 40 | MM | 84039090 | 1 |  |  | X | X | [5 empty] | B
8750502208 | Zijpaneel links | Grille D´Air | Abdeckung oben | Top cover | 10 | 3.52 | 4062321461836 | 0.39 | 0.34 | KG | 4.136 | CDM | 470 | 220 | 40 | MM | 84159000 | 1 |  |  | X | X | [5 empty] | B
8750502216 | Afdekking boven | Couvercle | Kabel Wifi | Cable Wifi | 10 | 3.52 | 4062321483470 | 1.07 | 0.98 | KG | 23.681 | CDM | 697 | 225 | 151 | MM | 84159000 | 1 |  |  | X | X | [5 empty] | B
8750502235 | Kabel | Câble Wi-Fi Climate 2000/3000i | Ventil | High-Voltage Valve Assembly | 33 | 80.64 | 4057749248787 | 0.05 | 0.045 | KG | 0.023 | CDM | 101 | 12 | 10 | MM | 85444290 | 1 |  |  | X | X | [5 empty] | B
7739833272 | Ventiel | Soupape | Abdeckung | Cover | 10 | 3.52 | 4062321461829 | 6.8 | 4.7 | KG | 79.524 | CDM | 200 | 80 | 15 | MM | 84818099 | 1 |  |  | X | X | [5 empty] | B
8750502215 | Afdekking | Revêtement | Halterung Fernbedienung | Support remote controller | 10 | 3.52 | 4062321461935 | 0.15 | 0.143 | KG | 15.437 | CDM | 220 | 125 | 85 | MM | 84159000 | 1 |  |  | X | X | [5 empty] | B
8750502226 | Houder afstandsbediening | Support | Gebläsemotor | DC fan motor | 30 | 59.86 | 4062321518677 | 0.035 | 0.03 | KG | 0.15 | CDM | 150 | 225 | 50 | MM | 39269097 | 1 |  |  | X | X | [5 empty] | B
8750502360 | Motor ventilator | Moteur | Gitter | Rear net | 14 | 9.38 | 4062321518745 | 1.207 | 1.02 | KG | 2.744 | CDM | 140 | 140 | 140 | MM | 85011099 | 1 |  |  | X | X | [5 empty] | B
8750502367 | Beveiligingsrooster | Grille de protection | Frontklappe | Panel assembly | 30 | 59.86 | 4062321547158 | 0.253 | 0.21 | KG | 1.48 | CDM | 740 | 5 | 400 | MM | 84159000 | 1 |  |  | X | X | [5 empty] | B
8750502384 | Voorpaneel | Revêtement | Schrittmotor | Stepper motor | 13 | 7.69 | 4062321547172 | 0.65 | 0.58 | KG | 10.082 | CDM | 715 | 235 | 60 | MM | 84159000 | 1 |  |  | X | X | [5 empty] | B
8750502386 | Stappenmotor | Moteur | Lamelle horizontal | Horizontal louver | 11 | 4.79 | 4062321547189 | 0.11 | 0.095 | KG | 0.018 | CDM | 40 | 120 | 200 | MM | 85011099 | 1 |  |  | X | X | [5 empty] | B
8750502387 | Horizontale jaloezie | Chicane | Frontklappe | Panel assembly | 18 | 16.32 | 4062321547196 | 0.18 | 0.17 | KG | 1.281 | CDM | 630 | 30 | 85 | MM | 84159000 | 1 |  |  | X | X | [5 empty] | B
8750502388 | Voorpaneel | Revêtement | Display kompl | Display compl | 26 | 36.29 | 4062321547202 | 0.65 | 0.58 | KG | 10.082 | CDM | 715 | 235 | 60 | MM | 84159000 | 1 |  |  | X | X | [5 empty] | B
8750502389 | Display compleet | Affichage | Raumtemperaturfühler | Room temperature sensor | 17 | 14.44 | 4062321547226 | 0.218 | 0.198 | KG | 0.735 | CDM | 350 | 105 | 20 | MM | 85285900 | 1 |  |  | X | X | [5 empty] | B
8750502391 | Ruimtetemperatuursensor | Sonde de température ambiante | Gehäuse Display | Display box | 11 | 4.79 | 4062321547233 | 0.019 | 0.015 | KG | 0.003 | CDM | 125 | 5 | 5 | MM | 90251900 | 1 |  |  | X | X | [5 empty] | B
8750502392 | Behuizing display | Display | Feuchtigkeitsfühler | Humidity sensor | 17 | 14.44 | 4062321547240 | 0.36 | 0.35 | KG | 0.24 | CDM | 350 | 100 | 18 | MM | 84159000 | 1 |  |  | X | X | [5 empty] | B
8750502393 | Luchtvochtigheidssensor | Carter | Verriegelung | Locking device | 10 | 3.52 | 4062321547257 | 0.32 | 0.311 | KG | 0.24 | CDM | 33 | 2 | 7 | MM | 90258040 | 1 |  |  | X | X | [5 empty] | B
8750502394 | Vergrendelapparaat | Verrouillage | Rahmen | Frame | 20 | 20.5 | 4062321547264 | 0.04 | 0.03 | KG | 0.018 | CDM | 95 | 55 | 40 | MM | 84159000 | 1 |  |  | X | X | [5 empty] | B
8750502395 | Behuizing | Cadre-support | Luftfilter | Air filter | 20 | 20.5 | 4062321547271 | 1.1 | 0.98 | KG | 38.106 | CDM | 810 | 280 | 210 | MM | 84159000 | 1 |  |  | X | X | [5 empty] | B
8750502396 | Luchtfilter | Filtre à air | Verdampfer kompl | Evaporator compl | 40 | 145.62 | 4062321547288 | 0.15 | 0.13 | KG | 0.61 | CDM | 730 | 190 | 10 | MM | 84213925 | 1 |  |  | X | X | [5 empty] | B
8750502397 | Verdamper | Vaporiseur | Gehäuse | Chassis | 20 | 20.5 | 4062321547325 | 2.2 | 2.15 | KG | 18.36 | CDM | 860 | 450 | 200 | MM | 84159000 | 1 |  |  | X | X | [5 empty] | B
8750502401 | Behuizing | Carter | Kondensatwanne kompl | Drain pan compl | 26 | 36.29 | 4062321547332 | 1.21 | 1.19 | KG | 30.672 | CDM | 780 | 290 | 80 | MM | 84159000 | 1 |  |  | X | X | [5 empty] | B
8750502402 | Lekbak compleet | Bac De Recuperation | Lamelle vertikal | Vertical louver | 10 | 3.52 | 4062321547349 | 2.1 | 1.785 | KG | 21.3 | CDM | 780 | 400 | 500 | MM | 84159000 | 1 |  |  | X | X | [5 empty] | B
8750502403 | Verticale jaloezie | Revêtement | Lamelle vertikal | Vertical louver | 10 | 3.52 | 4062321547356 | 0.09 | 0.08 | KG | 0.03 | CDM | 52 | 48 | 12 | MM | 84159000 | 1 |  |  | X | X | [5 empty] | B
8750502404 | Verticale jaloezie | Revêtement | Halterung | Holder | 10 | 3.52 | 4062321547370 | 0.09 | 0.08 | KG | 0.03 | CDM | 52 | 48 | 12 | MM | 84159000 | 1 |  |  | X | X | [5 empty] | B
8750502406 | Houder | Support | Ion Generator | Ion generator | 15 | 10.93 | 4062321547387 | 0.04 | 0.03 | KG | 0.038 | CDM | 530 | 20 | 5 | MM | 84159000 | 1 |  |  | X | X | [5 empty] | B
8750502407 | Ionengenerator | Générateur d'ions | Wandhalter | Mounting plate | 17 | 14.44 | 4062321547394 | 0.36 | 0.35 | KG | 0.108 | CDM | 180 | 30 | 20 | MM | 85437090 | 1 |  |  | X | X | [5 empty] | B
8750502408 | Montagebeugel | Support | Abdeckung Steuerung | Cover control box | 16 | 12.66 | 4062321547400 | 0.64 | 0.588 | KG | 3.22 | CDM | 460 | 280 | 25 | MM | 83024900 | 1 |  |  | X | X | [5 empty] | B
8750502409 | Deksel bedieningskast | Revêtement | Gehäuse | Chasis | 16 | 12.66 | 4062321547424 | 0.12 | 0.11 | KG | 0.39 | CDM | 170 | 280 | 15 | MM | 85381000 | 1 |  |  | X | X | [5 empty] | B
8750502411 | Behuizing | Carter | Halterung | Holder | 10 | 3.52 | 4062321547448 | 0.5 | 0.45 | KG | 0.807 | CDM | 260 | 170 | 30 | MM | 84159000 | 1 |  |  | X | X | [5 empty] | B
8750502413 | Houder | Support | Verflüssiger kompl | Condenser compl | 40 | 145.62 | 4062321547875 | 0.04 | 0.03 | KG | 0.038 | CDM | 150 | 50 | 5 | MM | 84159000 | 1 |  |  | X | X | [5 empty] | B
8750502456 | Condensator kompl | Condenseur | Vier-Wege-Ventil kompl | Four-way valve compl | 32 | 73.62 | 4062321547882 | 7.9 | 7.5 | KG | 56.25 | CDM | 790 | 590 | 600 | MM | 84159000 | 1 |  |  | X | X | [5 empty] | B
8750502457 | Vierwegklep compleet | Vanne à quatre voies compl | Schalldämpfer | Muffler | 16 | 12.66 | 4062321547899 | 1.247 | 1.05 | KG | 7.74 | CDM | 430 | 120 | 150 | MM | 84818099 | 1 |  |  | X | X | [5 empty] | B
8750502458 | Geluidsdemper | Silencieux | Gitter | Rear net | 14 | 9.38 | 4062321500931 | 0.7 | 0.66 | KG | 0.594 | CDM | 335 | 110 | 50 | MM | 84159000 | 1 |  |  | X | X | [5 empty] | B
8750502318 | Beveiligingsrooster | Grille de protection | Trennwand | Partition panel | 16 | 12.66 | 4062321518783 | 0.378 | 0.338 | KG | 1.998 | CDM | 540 | 5 | 740 | MM | 84159000 | 1 |  |  | X | X | [5 empty] | B
8750502371 | Scheidingsplaat | Panneau latéral | Steuerung kompl | Control box compl | 32 | 73.62 | 4062321547462 | 0.69 | 0.6 | KG | 12.066 | CDM | 610 | 275 | 98 | MM | 84159000 | 1 |  |  | X | X | [5 empty] | B
8750502415 | Besturingskast compleet | Carter | Hauptleiterplatte | Main control board | 29 | 53.54 | 4062321547479 | 0.99 | 0.9 | KG | 1.596 | CDM | 200 | 225 | 60 | MM | 85371091 | 1 |  |  | X | X | [5 empty] | B
8750502416 | Hoofdbesturingsprint | Carte circuit imprimé | Frontklappe | Panel assembly | 31 | 66.74 | 4062321547486 | 0.196 | 0.166 | KG | 0.473 | CDM | 150 | 90 | 35 | MM | 85371091 | 1 |  |  | X | X | [5 empty] | B
8750502417 | Voorpaneel | Revêtement | Schrittmotor | Stepper motor | 14 | 9.38 | 4062321547509 | 1.298 | 1.08 | KG | 27.9 | CDM | 930 | 300 | 100 | MM | 84159000 | 1 |  |  | X | X | [5 empty] | B
8750502419 | Stappenmotor | Moteur | Lamelle horizontal | Horizontal louver | 13 | 7.69 | 4062321547516 | 0.11 | 0.095 | KG | 0.018 | CDM | 47 | 35 | 25 | MM | 85011099 | 1 |  |  | X | X | [5 empty] | B
8750502420 | Horizontale jaloezie | Chicane | Frontklappe | Panel assembly | 18 | 16.32 | 4062321547523 | 0.18 | 0.17 | KG | 1.281 | CDM | 770 | 90 | 30 | MM | 84159000 | 1 |  |  | X | X | [5 empty] | B
8750502421 | Voorpaneel | Revêtement | Rahmen | Frame | 21 | 22.92 | 4062321547530 | 0.83 | 0.71 | KG | 23.712 | CDM | 960 | 260 | 95 | MM | 84159000 | 1 |  |  | X | X | [5 empty] | B
8750502422 | Behuizing | cadre-support | Luftfilter | Air filter | 20 | 20.5 | 4062321547547 | 1.1 | 0.98 | KG | 73.346 | CDM | 104 | 320 | 540 | MM | 84159000 | 1 |  |  | X | X | [5 empty] | B
8750502423 | Luchtfilter | Filtre à air | Verdampfer kompl | Evaporator compl | 42 | 182.04 | 4062321547554 | 0.15 | 0.13 | KG | 0.61 | CDM | 900 | 200 | 10 | MM | 84213925 | 1 |  |  | X | X | [5 empty] | B
8750502424 | Verdamper | Vaporiseur | Halterung | Holder | 10 | 3.52 | 4062321547561 | 2.2 | 2.15 | KG | 18.36 | CDM | 800 | 600 | 550 | MM | 84159000 | 1 |  |  | X | X | [5 empty] | B
8750502425 | Houder | Support | Gehäuse | Chassis | 21 | 22.92 | 4062321547578 | 0.072 | 0.068 | KG | 0.504 | CDM | 80 | 90 | 25 | MM | 84159000 | 1 |  |  | X | X | [5 empty] | B
8750502426 | Behuizing | Carter | Kondensatwanne kompl | Drain pan compl | 27 | 42.05 | 4062321547585 | 1.21 | 1.19 | KG | 30.672 | CDM | 955 | 310 | 100 | MM | 84159000 | 1 |  |  | X | X | [5 empty] | B
8750502427 | Lekbak compleet | Bac De Recuperation | Halterung | Holder | 10 | 3.52 | 4062321547592 | 0.9 | 0.8 | KG | 21.3 | CDM | 910 | 220 | 210 | MM | 84159000 | 1 |  |  | X | X | [5 empty] | B
8750502428 | Houder | Support | Wandhalter | Mounting plate | 19 | 18.48 | 4062321547608 | 0.04 | 0.03 | KG | 0.038 | CDM | 680 | 40 | 5 | MM | 84159000 | 1 |  |  | X | X | [5 empty] | B
8750502429 | Montagebeugel | Support | Frontklappe | Panel assembly | 33 | 80.64 | 4062321547639 | 0.937 | 0.867 | KG | 3.84 | CDM | 640 | 300 | 20 | MM | 83024900 | 1 |  |  | X | X | [5 empty] | B
8750502432 | Voorpaneel | Revêtement | Lamelle horizontal | Horizontal louver | 14 | 9.38 | 4062321547653 | 1.874 | 1.58 | KG | 38.64 | CDM | 1120 | 100 | 345 | MM | 84159000 | 1 |  |  | X | X | [5 empty] | B
8750502434 | Horizontale jaloezie | Chicane | Frontklappe | Panel assembly | 23 | 27.22 | 4062321547660 | 0.18 | 0.17 | KG | 1.281 | CDM | 930 | 105 | 30 | MM | 84159000 | 1 |  |  | X | X | [5 empty] | B
8750502435 | Voorpaneel | Revêtement | Display kompl | Display compl | 27 | 42.05 | 4062321547677 | 0.65 | 0.58 | KG | 10.082 | CDM | 1130 | 300 | 60 | MM | 84159000 | 1 |  |  | X | X | [5 empty] | B
8750502436 | Display compleet | Affichage | Verriegelung | Locking device | 10 | 3.52 | 4062321547684 | 0.219 | 0.2 | KG | 0.919 | CDM | 350 | 105 | 25 | MM | 85285900 | 1 |  |  | X | X | [5 empty] | B
8750502437 | Vergrendelapparaat | Verrouillage | Rahmen | Frame | 24 | 29.93 | 4062321547691 | 0.04 | 0.03 | KG | 0.018 | CDM | 110 | 65 | 60 | MM | 84159000 | 1 |  |  | X | X | [5 empty] | B
8750502438 | Behuizing | cadre-support | Luftfilter | Air filter | 20 | 20.5 | 4062321547707 | 1.1 | 0.98 | KG | 38.106 | CDM | 1440 | 350 | 260 | MM | 84159000 | 1 |  |  | X | X | [5 empty] | B
8750502439 | Luchtfilter | Filtre à air | Steuerung kompl | Control box compl | 41 | 160.45 | 4062321547905 | 0.15 | 0.13 | KG | 0.61 | CDM | 1070 | 230 | 10 | MM | 84213925 | 1 |  |  | X | X | [5 empty] | B
8750502459 | Besturingskast compleet | Carter | Steuerung kompl | Control box compl | 41 | 160.45 | 4062321547912 | 0.99 | 0.9 | KG | 1.596 | CDM | 270 | 180 | 80 | MM | 85371091 | 1 |  |  | X | X | [5 empty] | B
8750502460 | Besturingskast compleet | Carter | Bodenplatte | Chassis | 28 | 47.73 | 4062321547929 | 2 | 1.7 | KG | 1.596 | CDM | 270 | 180 | 160 | MM | 85371091 | 1 |  |  | X | X | [5 empty] | B
8750502461 | Behuizing | Socle | Kompressor | Compressor | 44 | 222.48 | 4062321547936 | 1.2 | 1.1 | KG | 2.8 | CDM | 890 | 70 | 400 | MM | 84159000 | 1 |  |  | X | X | [5 empty] | B
8750502462 | Compressor | Compresseur | Vier-Wege-Ventil kompl | Four-way valve compl | 36 | 102.88 | 4062321547943 | 9.85 | 8.372 | KG | 32.928 | CDM | 280 | 280 | 420 | MM | 84143081 | 1 |  |  | X | X | [5 empty] | B
8750502463 | Vierwegklep compleet | Vanne à quatre voies compl | Schalldämpfer | Muffler | 18 | 16.32 | 4062321547950 | 1.59 | 1.35 | KG | 13 | CDM | 520 | 250 | 100 | MM | 84818099 | 1 |  |  | X | X | [5 empty] | B
8750502464 | Geluidsdemper | Silencieux | Zwei-Wege-Ventil kompl | Liquid valve compl | 33 | 80.64 | 4062321547967 | 0.7 | 0.66 | KG | 0.594 | CDM | 365 | 80 | 80 | MM | 84159000 | 1 |  |  | X | X | [5 empty] | B
8750502465 | Vloeistofventiel compleet | Soupape (compl) | Rohr | Evaporator inlet pipe subassembly | 20 | 20.5 | 4062321028220 | 0.657 | 0.597 | KG | 18.144 | CDM | 540 | 280 | 120 | MM | 84818099 | 1 |  |  | X | X | [5 empty] | B
7733700060 | Leiding | Tuyau | Verdampfer | Evaporator | 43 | 202.26 | 4062321028343 | 0.168 | 0.144 | KG | 1.734 | CDM | 170 | 170 | 60 | MM | 74111090 | 1 |  |  | X | X | [5 empty] | B
7733700072 | Verdamper | Évaporateur | Auffangwanne | Water Receiver Assembly | 36 | 102.88 | 4057749248381 | 2.1 | 0.9 | KG | 33.048 | CDM | 120 | 270 | 1020 | MM | 84159000 | 1 |  |  | X | X | [5 empty] | B
7739833232 | Opvangkuip | bac de récupération | Halter | Line Pressing Box | 10 | 3.52 | 4057749248398 | 3.6 | 3.06 | KG | 33.048 | CDM | 560 | 560 | 220 | MM | 84159000 | 1 |  |  | X | X | [5 empty] | B
7739833233 | Houder | Support | Elektrisches Expansionsventil | Electric Expansive Valve (Eev) | 31 | 66.74 | 4057749249401 | 0.079 | 0.06 | KG | 1.65 | CDM | 220 | 150 | 50 | MM | 84159000 | 1 |  |  | X | X | [5 empty] | B
7739833335 | Elektrische Expansieventiel | Soupape De Détente Electrique | Gehäuse kompl | Chassis compl | 28 | 47.73 | 4062321518790 | 0.21 | 0.2 | KG | 79.524 | CDM | 110 | 150 | 50 | MM | 84818099 | 1 |  |  | X | X | [5 empty] | B
8750502372 | Behuizing compleet | Carter | Kompressor | Compressor | 50 | 357.33 | 4062321518806 | 1.21 | 1.19 | KG | 30.672 | CDM | 710 | 270 | 160 | MM | 84159000 | 1 |  |  | X | X | [5 empty] | B
8750502373 | Compressor | Compresseur | Vier-Wege-Ventil kompl | Four-way valve compl | 35 | 95.06 | 4062321518813 | 21.74 | 18.479 | KG | 48 | CDM | 500 | 320 | 300 | MM | 84143081 | 1 |  |  | X | X | [5 empty] | B
8750502374 | Vierwegklep compl | Vanne à quatre voies compl | Schalldämpfer | Muffler | 17 | 14.44 | 4062321518820 | 2.284 | 2.044 | KG | 19.8 | CDM | 550 | 300 | 120 | MM | 84818099 | 1 |  |  | X | X | [5 empty] | B
8750502375 | Geluidsdemper | Silencieux | Schalldämpfer | Muffler | 18 | 16.32 | 4062321518837 | 0.7 | 0.66 | KG | 0.594 | CDM | 360 | 40 | 40 | MM | 84159000 | 1 |  |  | X | X | [5 empty] | B
8750502376 | Geluidsdemper | Silencieux | Verdampfer kompl | Evaporator compl | 46 | 266.98 | 4062321547714 | 0.7 | 0.66 | KG | 0.594 | CDM | 330 | 135 | 70 | MM | 84159000 | 1 |  |  | X | X | [5 empty] | B
8750502440 | Verdamper | Vaporiseur | Halterung | Holder | 10 | 3.52 | 4062321547721 | 6.2 | 5.95 | KG | 300 | CDM | 1200 | 500 | 500 | MM | 84159000 | 1 |  |  | X | X | [5 empty] | B
8750502441 | Houder | Support | Halterung | Holder | 10 | 3.52 | 4062321547738 | 0.072 | 0.068 | KG | 0.504 | CDM | 130 | 60 | 40 | MM | 84159000 | 1 |  |  | X | X | [5 empty] | B
8750502442 | Houder | Support | Gebläse | Fan | 25 | 32.89 | 4062321547745 | 0.072 | 0.068 | KG | 0.504 | CDM | 90 | 35 | 10 | MM | 84159000 | 1 |  |  | X | X | [5 empty] | B
8750502443 | Ventilator | Ventilateur | Gehäuse | Chassis | 26 | 36.29 | 4062321547752 | 0.55 | 0.51 | KG | 4.455 | CDM | 900 | 120 | 120 | MM | 84149000 | 1 |  |  | X | X | [5 empty] | B
8750502444 | Behuizing | Carter | Kondensatwanne kompl | Drain pan compl | 29 | 53.54 | 4062321547769 | 1.21 | 1.19 | KG | 30.672 | CDM | 1110 | 370 | 90 | MM | 84159000 | 1 |  |  | X | X | [5 empty] | B
8750502445 | Lekbak compleet | Bac De Recuperation | Lamelle horizontal | Horizontal louver | 10 | 3.52 | 4062321547776 | 2.175 | 1.8 | KG | 66.528 | CDM | 1080 | 280 | 220 | MM | 84159000 | 1 |  |  | X | X | [5 empty] | B
8750502446 | Horizontale jaloezie | Chicane | Lamelle horizontal | Horizontal louver | 10 | 3.52 | 4062321547783 | 0.18 | 0.17 | KG | 1.281 | CDM | 80 | 60 | 10 | MM | 84159000 | 1 |  |  | X | X | [5 empty] | B
8750502447 | Horizontale jaloezie | Chicane | Halterung | Holder | 10 | 3.52 | 4062321547790 | 0.18 | 0.17 | KG | 1.281 | CDM | 80 | 60 | 10 | MM | 84159000 | 1 |  |  | X | X | [5 empty] | B
8750502448 | Houder | Support | Wandhalter | Mounting plate | 23 | 27.22 | 4062321547806 | 0.026 | 0.024 | KG | 0.077 | CDM | 770 | 20 | 5 | MM | 84159000 | 1 |  |  | X | X | [5 empty] | B
8750502449 | Montagebeugel | Support | Abdeckung Steuerung | Cover control box | 18 | 16.32 | 4062321547813 | 0.072 | 0.068 | KG | 0.504 | CDM | 860 | 335 | 30 | MM | 84159000 | 1 |  |  | X | X | [5 empty] | B
8750502450 | Deksel bedieningskast | Revêtement | Steuerung kompl | Control box compl | 32 | 73.62 | 4062321547820 | 0.468 | 0.418 | KG | 0.96 | CDM | 320 | 200 | 15 | MM | 85381000 | 1 |  |  | X | X | [5 empty] | B
8750502451 | Besturingskast compleet | Carter | Gehäuse | Chasis | 21 | 22.92 | 4062321547837 | 0.92 | 0.86 | KG | 0.51 | CDM | 270 | 270 | 7 | MM | 85371091 | 1 |  |  | X | X | [5 empty] | B
8750502452 | Behuizing | Carter | Hauptleiterplatte | Main control board | 29 | 53.54 | 4062321547844 | 0.5 | 0.45 | KG | 0.807 | CDM | 290 | 200 | 50 | MM | 84159000 | 1 |  |  | X | X | [5 empty] | B
8750502453 | Hoofdbesturingsprint | Carte circuit imprimé | Temperaturfühler | Temperature sensor | 17 | 14.44 | 4062321547851 | 0.197 | 0.167 | KG | 0.473 | CDM | 150 | 90 | 35 | MM | 85371091 | 1 |  |  | X | X | [5 empty] | B
8750502454 | Tempratuur sensor | Sonde de température | Halterung | Holder | 10 | 3.52 | 4062321547868 | 0.019 | 0.015 | KG | 0.003 | CDM | 120 | 60 | 10 | MM | 90251900 | 1 |  |  | X | X | [5 empty] | B
8750502455 | Houder | Support | Verflüssiger kompl | Condenser compl | 47 | 291.25 | 4062321547981 | 0.04 | 0.03 | KG | 0.038 | CDM | 240 | 100 | 20 | MM | 84159000 | 1 |  |  | X | X | [5 empty] | B
8750502467 | Condensator kompl | Condenseur | Zwei-Wege-Ventil kompl | Liquid valve compl | 33 | 80.64 | 4062321547998 | 7.9 | 7.5 | KG | 56.25 | CDM | 600 | 480 | 780 | MM | 84159000 | 1 |  |  | X | X | [5 empty] | B
8750502468 | Vloeistofventiel compleet | Soupape (compl) | Steuerung kompl | Control box compl | 43 | 202.26 | 4062321548001 | 0.691 | 0.631 | KG | 19.824 | CDM | 590 | 280 | 120 | MM | 84818099 | 1 |  |  | X | X | [5 empty] | B
8750502469 | Besturingskast compleet | Carter | Verdampfer kompl | Evaporator compl | 41 | 160.45 | 4062321646394 | 1.98 | 1.683 | KG | 1.596 | CDM | 290 | 180 | 150 | MM | 85371091 | 1 |  |  | X | X | [5 empty] | B
8750502757 | Verdamper compl | Vaporiseur | Verdampfer | Evaporator assembly | 43 | 202.26 | 4062321028282 | 11.2 | 10.7 | KG | 141.225 | CDM | 830 | 830 | 205 | MM | 84159000 | 1 |  |  | X | X | [5 empty] | B
7733700066 | Verdamper compl | Évaporateur | Auslassrohr Verdampfer | Outlet Pipes Of Evaporator | 21 | 22.92 | 4057749248428 | 6.76 | 5.9 | KG | 132.858 | CDM | 660 | 610 | 330 | MM | 84159000 | 1 |  |  | X | X | [5 empty] | B
7739833236 | Outlet Buisevaporator | Sortie Evaporateur Tube | Halter | Evaporator Fixing Hanger | 10 | 3.52 | 4057749248459 | 2.1 | 0.9 | KG | 33.048 | CDM | 1020 | 270 | 120 | MM | 84039090 | 1 |  |  | X | X | [5 empty] | B
7739833239 | Houder | Support | Schaumstoffeinsatz | Chassis Foam Subassembly | 20 | 20.5 | 4057749248466 | 1 | 0.835 | KG | 151.47 | CDM | 210 | 20 | 50 | MM | 84159000 | 1 |  |  | X | X | [5 empty] | B
7739833240 | Schuimrubber Element | Mousse Insert | Gehäuse | Chassis Assembly | 33 | 80.64 | 4057749248473 | 0.445 | 0.385 | KG | 59.584 | CDM | 560 | 190 | 560 | MM | 84159000 | 1 |  |  | X | X | [5 empty] | B
7739833241 | Behuizing | Carter | Halter | Hook Ii | 10 | 3.52 | 4057749248480 | 1 | 0.835 | KG | 151.47 | CDM | 540 | 330 | 850 | MM | 84159000 | 1 |  |  | X | X | [5 empty] | B
7739833242 | Houder | Support | Halter | Hook I | 10 | 3.52 | 4057749248497 | 1 | 0.835 | KG | 151.47 | CDM | 90 | 15 | 60 | MM | 84159000 | 1 |  |  | X | X | [5 empty] | B
7739833243 | Houder | Support | Halter | Hook | 10 | 3.52 | 4057749248503 | 1 | 0.835 | KG | 151.47 | CDM | 90 | 40 | 60 | MM | 84159000 | 1 |  |  | X | X | [5 empty] | B
7739833244 | Houder | Support | Halter | Hook Iii | 10 | 3.52 | 4057749248510 | 1 | 0.835 | KG | 151.47 | CDM | 60 | 60 | 90 | MM | 84159000 | 1 |  |  | X | X | [5 empty] | B
7739833245 | Houder | Support | Verschlussdeckel | Sealed Board Assy | 10 | 3.52 | 4057749248527 | 1 | 0.835 | KG | 151.47 | CDM | 90 | 20 | 60 | MM | 84159000 | 1 |  |  | X | X | [5 empty] | B
7739833246 | Decksel | Couvercle | Verbindungsstück Verdampfer | Joint Board Of Evaporator | 10 | 3.52 | 4057749248534 | 0.03 | 0.025 | KG | 0.219 | CDM | 115 | 95 | 20 | MM | 84159000 | 1 |  |  | X | X | [5 empty] | B
7739833247 | Rookgasverbindingsstuk Verdamper | Piece De Raccordement Evoparateur | Halter Motor | Motor Installing Foundation | 15 | 10.93 | 4057749248541 | 6.8 | 4.7 | KG | 123.704 | CDM | 180 | 20 | 150 | MM | 84159000 | 1 |  |  | X | X | [5 empty] | B
7739833248 | Houder Motor | Support Moteur | Gebläsemotor | Brushless Dc Motor | 42 | 182.04 | 4057749248558 | 0.44 | 0.418 | KG | 123.704 | CDM | 210 | 210 | 30 | MM | 84159000 | 1 |  |  | X | X | [5 empty] | B
7739833249 | Ventilatormotor | Moteur du ventilateur | Gebläse | Centrifugal Fan | 33 | 80.64 | 4057749248565 | 2.682 | 2.279 | KG | 24.18 | CDM | 310 | 300 | 260 | MM | 85013100 | 1 |  |  | X | X | [5 empty] | B
7739833250 | Ventilator | Ventilateur | Rahmen | Air Guide Coil | 14 | 9.38 | 4057749248572 | 1.576 | 1.339 | KG | 33.21 | CDM | 405 | 400 | 205 | MM | 84149000 | 1 |  |  | X | X | [5 empty] | B
7739833251 | Frame | Cadre-support | Gehäuse | Welding Parts Of Electrical Control Box | 17 | 14.44 | 4057749248596 | 0.291 | 0.266 | KG | 3.675 | CDM | 350 | 350 | 30 | MM | 84159000 | 1 |  |  | X | X | [5 empty] | B
7739833253 | Behuizing | Carter | Montageplatte | Wiring Baseplate | 10 | 3.52 | 4057749248602 | 6.8 | 4.7 | KG | 123.704 | CDM | 360 | 220 | 50 | MM | 85381000 | 1 |  |  | X | X | [5 empty] | B
7739833254 | Montageplaat | Plaque de montage | Kabelhalter | Wire Holder | 10 | 3.52 | 4057749248626 | 0.079 | 0.065 | KG | 1.26 | CDM | 220 | 150 | 50 | MM | 85381000 | 1 |  |  | X | X | [5 empty] | B
7739833256 | Kabelhouder | Support De Cables | Raumtemperaturfühler | Room Temperature Sensor | 17 | 14.44 | 4057749248640 | 0.035 | 0.031 | KG | 0.021 | CDM | 35 | 20 | 30 | MM | 39269097 | 1 |  |  | X | X | [5 empty] | B
7739833258 | kamertemperatuursensor | Sonde de température ambiante | Deckel | Electrical Control Box Cover Subassembly | 14 | 9.38 | 4057749248657 | 0.027 | 0.025 | KG | 0.506 | CDM | 85 | 85 | 70 | MM | 90251900 | 1 |  |  | X | X | [5 empty] | B
7739833259 | Deksel | Couvercle | Instalationsplatte | Installing Plate Drain Pump | 10 | 3.52 | 4057749248718 | 1.05 | 0.893 | KG | 123.704 | CDM | 280 | 300 | 210 | MM | 85381000 | 1 |  |  | X | X | [5 empty] | B
7739833265 | Montageplaat | Plaque D´Installation | Kabelschelle | Outlet Tabletting | 10 | 3.52 | 4057749251602 | 0.043 | 0.04 | KG | 0.01 | CDM | 65 | 75 | 2 | MM | 84039090 | 1 |  |  | X | X | [5 empty] | B
7739833558 | Kabelklem | Serre-Clip | Auslassrohr Verdampfer | Outlet Pipes Of Evaporator | 22 | 24.96 | 4057749251626 | 10.5 | 7.4 | KG | 153.17 | CDM | 65 | 5 | 20 | MM | 39269097 | 1 |  |  | X | X | [5 empty] | B
7739833560 | Outlet Buisevaporator | Sortie Evaporateur Tube | Rahmen Gebläse | Fan frame | 21 | 22.92 | 4062321637682 | 6.2 | 4.5 | KG | 6.48 | CDM | 20 | 300 | 1080 | MM | 84039090 | 1 |  |  | X | X | [5 empty] | B
8750502681 | Ventilatorframe | Cadre de montage Ventilateur | Kondensatwanne | Drain pan | 36 | 102.88 | 4062321637699 | 0.25 | 0.23 | KG | 4.5 | CDM | 570 | 580 | 90 | MM | 84159000 | 1 |  |  | X | X | [5 empty] | B
8750502682 | Afvoerbak | Collecteur | Schalter Wasserstand | Water level switch | 15 | 10.93 | 4062321637705 | 0.35 | 0.3 | KG | 12.5 | CDM | 860 | 50 | 830 | MM | 84159000 | 1 |  |  | X | X | [5 empty] | B
8750502683 | Waterniveauschakelaar | Commutateur De Niveau D´Eau | Steuerung kompl | Control box compl | 34 | 87.65 | 4062321646400 | 0.025 | 0.02 | KG | 0.04 | CDM | 50 | 100 | 20 | MM | 90261029 | 1 |  |  | X | X | [5 empty] | B
8750502758 | Besturingsunit | Tableau électrique compl | Hauptleiterplatte | Main control board | 32 | 73.62 | 4062321646417 | 1.8 | 1.53 | KG | 1.596 | CDM | 380 | 280 | 160 | MM | 85371091 | 1 |  |  | X | X | [5 empty] | B
8750502759 | Hoofdprintplaat | Carte circuit imprimé | Steuerung kompl | Control box compl | 34 | 87.65 | 4062321646424 | 0.27 | 0.25 | KG | 0.814 | CDM | 330 | 130 | 60 | MM | 85371091 | 1 |  |  | X | X | [5 empty] | B
8750502760 | Besturingsunit | Tableau électrique compl | Hauptleiterplatte | Main control board | 32 | 73.62 | 4062321646431 | 1.8 | 1.53 | KG | 1.596 | CDM | 380 | 280 | 160 | MM | 85371091 | 1 |  |  | X | X | [5 empty] | B
8750502761 | Hoofdprintplaat | Carte circuit imprimé | Klammer | Clamp (left) | 10 | 3.52 | 4057749245311 | 0.27 | 0.25 | KG | 0.814 | CDM | 330 | 130 | 60 | MM | 85371091 | 1 |  |  | X | X | [5 empty] | B
7739832924 | Klem | Clip | Klammer | Clamp (right) | 10 | 3.52 | 4057749245335 | 0.018 | 0.016 | KG | 0.022 | CDM | 47 | 47 | 10 | MM | 84159000 | 1 |  |  | X | X | [5 empty] | B
7739832926 | Klem | Clip | Kabelhalter (bar type) | Connector 5-pin | 12 | 6.06 | 4057749249371 | 0.018 | 0.016 | KG | 0.022 | CDM | 47 | 47 | 10 | MM | 84159000 | 1 |  |  | X | X | [5 empty] | B
7739833332 | Connector 4-pin | Connecteur 4-pin | Befestigungsblech | Evaporator fixed hook | 10 | 3.52 | 4057749933515 | 0.056 | 0.048 | KG | 0.03 | CDM | 60 | 20 | 25 | MM | 85369010 | 1 |  |  | X | X | [5 empty] | B
8733500720 | Houder | Tôle de protection | Gebläse | Fan | 18 | 16.32 | 4062321190101 | 2.1 | 0.9 | KG | 33.048 | CDM | 1020 | 270 | 120 | MM | 84039090 | 1 |  |  | X | X | [5 empty] | B
8750501151 | Ventilator | Ventilateur | Gehäuse | Chassis subassembly | 26 | 36.29 | 4062321190125 | 6.8 | 4.7 | KG | 3.6 | CDM | 150 | 150 | 160 | MM | 84149000 | 1 |  |  | X | X | [5 empty] | B
8750501153 | Behuizing compl | Carter | Rohr | Evaporator inlet pipe subassembly | 23 | 27.22 | 4062321190347 | 2.389 | 2 | KG | 6.956 | CDM | 74 | 20 | 47 | MM | 84159000 | 1 |  |  | X | X | [5 empty] | B
8750501175 | Leiding | Tuyau | Rohr | Evaporator outlet pipe subassembly | 19 | 18.48 | 4062321190354 | 0.15 | 0.13 | KG | 4.212 | CDM | 180 | 180 | 130 | MM | 74111090 | 1 |  |  | X | X | [5 empty] | B
8750501176 | Leiding | Tuyau | Halter | Fan motor fixing board | 10 | 3.52 | 4062321190378 | 0.135 | 0.128 | KG | 33.048 | CDM | 205 | 165 | 30 | MM | 74111090 | 1 |  |  | X | X | [5 empty] | B
8750501178 | Houder | Support | Gehäuse oben | Top volute | 13 | 7.69 | 4062321190033 | 0.061 | 0.053 | KG | 0.059 | CDM | 150 | 130 | 3 | MM | 84159000 | 1 |  |  | X | X | [5 empty] | B
8750501200 | Behuizing boven | Carter haut | Verdampfer kompl | Evaporator compl | 46 | 266.98 | 4062321637712 | 0.24 | 0.228 | KG | 123.704 | CDM | 240 | 100 | 210 | MM | 84159000 | 1 |  |  | X | X | [5 empty] | B
8750502684 | Verdamper compl | Vaporiseur | Verdampfer Auslassrohr | Evaporator outlet pipe | 23 | 27.22 | 4062321637729 | 11.2 | 10.7 | KG | 141.225 | CDM | 830 | 830 | 205 | MM | 84159000 | 1 |  |  | X | X | [5 empty] | B
8750502685 | Leiding | Ube de sortie de l'évaporateur | Einlassrohr (Verdampfer) | Inlet pipe (Evaporator) | 27 | 42.05 | 4062321637736 | 0.15 | 0.14 | KG | 0.01 | CDM | 100 | 10 | 10 | MM | 84039090 | 1 |  |  | X | X | [5 empty] | B
8750502686 | Leiding | Tuyau d'entrée de l'évaporateur | Gehäuse kompl | Chassis compl | 37 | 112.45 | 4062321637750 | 0.15 | 0.14 | KG | 0.01 | CDM | 100 | 10 | 10 | MM | 84039090 | 1 |  |  | X | X | [5 empty] | B
8750502688 | Behuizing compl | Carter | Halterung | Support | 10 | 3.52 | 4062321637767 | 2.4 | 2.2 | KG | 141.225 | CDM | 830 | 830 | 205 | MM | 84159000 | 1 |  |  | X | X | [5 empty] | B
8750502689 | Houder | Support | Halterung | Support | 11 | 4.79 | 4062321637774 | 0.09 | 0.08 | KG | 0.9 | CDM | 300 | 150 | 20 | MM | 84159000 | 1 |  |  | X | X | [5 empty] | B
8750502690 | Houder | Support | Steuerung kompl | Control box compl | 43 | 202.26 | 4062321637781 | 0.69 | 0.62 | KG | 17.061 | CDM | 470 | 165 | 220 | MM | 84159000 | 1 |  |  | X | X | [5 empty] | B
8750502691 | Besturingsunit | Carter | Gehäuse | Housing | 16 | 12.66 | 4062321637798 | 0.99 | 0.9 | KG | 1.596 | CDM | 720 | 140 | 140 | MM | 85371091 | 1 |  |  | X | X | [5 empty] | B
8750502692 | Behuizing | Carter | Halterung | Support | 12 | 6.06 | 4062321637804 | 0.25 | 0.22 | KG | 2.32 | CDM | 500 | 116 | 40 | MM | 85381000 | 1 |  |  | X | X | [5 empty] | B
8750502693 | Houder | Support | Transformator | Reactor | 19 | 18.48 | 4062321637828 | 0.09 | 0.08 | KG | 0.9 | CDM | 300 | 150 | 20 | MM | 84159000 | 1 |  |  | X | X | [5 empty] | B
8750502695 | Radiator | Serpentin | Abdeckung Steuerung | Cover control box | 13 | 7.69 | 4062321637835 | 0.6 | 0.55 | KG | 0.18 | CDM | 120 | 120 | 130 | MM | 85045000 | 1 |  |  | X | X | [5 empty] | B
8750502696 | Afdekking | Revêtement | Rohrtemperaturfühler | Pipe temperature sensor | 17 | 14.44 | 4062321637842 | 0.12 | 0.11 | KG | 0.39 | CDM | 200 | 130 | 15 | MM | 85381000 | 1 |  |  | X | X | [5 empty] | B
8750502697 | Temperatuursensor | Sonde de température | Abdeckung | Cover | 14 | 9.38 | 4062321637859 | 0.019 | 0.015 | KG | 0.003 | CDM | 110 | 80 | 10 | MM | 90251900 | 1 |  |  | X | X | [5 empty] | B
8750502698 | Afdekking | Revêtement | Kondensatpumpe | Drain pump | 28 | 47.73 | 4062321637866 | 0.07 | 0.06 | KG | 0.96 | CDM | 150 | 80 | 80 | MM | 84159000 | 1 |  |  | X | X | [5 empty] | B
8750502699 | Afvoerpomp | Pompe | Haken | Hook | 10 | 3.52 | 4062321638313 | 0.741 | 0.494 | KG | 1.449 | CDM | 120 | 120 | 130 | MM | 84138100 | 1 |  |  | X | X | [5 empty] | B
8750502744 | Clip | Support | Abdeckung Gebläse unten | Fan cover bottom | 12 | 6.06 | 4062321646448 | 0.04 | 0.038 | KG | 0.008 | CDM | 90 | 50 | 20 | MM | 84159000 | 1 |  |  | X | X | [5 empty] | B
8750502762 | Afdekking Ventilator Onder | Revêtement Ventilateur bas | Verdampfer kompl | Evaporator compl | 39 | 132.96 | 4062321646455 | 0.08 | 0.08 | KG | 4.5 | CDM | 240 | 230 | 190 | MM | 84159000 | 1 |  |  | X | X | [5 empty] | B
8750502763 | Verdamper | Vaporiseur | Halterung | Support | 10 | 3.52 | 4062321646462 | 11.2 | 10.7 | KG | 9.349 | CDM | 795 | 294 | 40 | MM | 84159000 | 1 |  |  | X | X | [5 empty] | B
8750502764 | Houder | Support | Kondensatwanne | Drain pan | 20 | 20.5 | 4062321646479 | 0.69 | 0.62 | KG | 17.061 | CDM | 470 | 165 | 220 | MM | 84039090 | 1 |  |  | X | X | [5 empty] | B
8750502765 | Reservoir | Bac de vidange | Fernbedienung | Remote controller | 20 | 20.5 | 4062321646660 | 0.66 | 0.56 | KG | 24 | CDM | 800 | 300 | 100 | MM | 84159000 | 1 |  |  | X | X | [5 empty] | B
8750502784 | Afstandsbediening | Télécommande | Rohr | Evaporator outlet pipe subassembly | 21 | 22.92 | 4062321028244 | 0.13 | 0.11 | KG | 0.195 | CDM | 195 | 50 | 20 | MM | 85437090 | 1 |  |  | X | X | [5 empty] | B
7733700062 | Leiding | Tuyau | Verdampfer | Evaporator assembly | 44 | 222.48 | 4062321028299 | 0.165 | 0.156 | KG | 33.048 | CDM | 205 | 165 | 50 | MM | 74111090 | 1 |  |  | X | X | [5 empty] | B
7733700067 | Verdamper | Évaporateur | Gehäuse | Chassis subassembly | 30 | 59.86 | 4062321028336 | 5.12 | 4.3 | KG | 82.215 | CDM | 870 | 450 | 210 | MM | 84159000 | 1 |  |  | X | X | [5 empty] | B
7733700071 | Behuizing compl | Carter | Gebläsemotor Halter | Motor Boarding | 10 | 3.52 | 4057749246127 | 4.1 | 3.485 | KG | 11.875 | CDM | 900 | 20 | 600 | MM | 84159000 | 1 |  |  | X | X | [5 empty] | B
7739833005 | Ventilatormotor Houder | Moteur Du Ventilateur Support | Wasserstandssensor | Water Level Sensor | 16 | 12.66 | 4057749247094 | 0.06 | 0.055 | KG | 0.105 | CDM | 140 | 150 | 5 | MM | 84159000 | 1 |  |  | X | X | [5 empty] | B
7739833103 | Waterniveau Sensor | Capteur De Niveau D´Eau | Gehäuse oben | top volute | 13 | 7.69 | 4057749816597 | 0.119 | 0.113 | KG | 4.271 | CDM | 190 | 177 | 127 | MM | 84039090 | 1 |  |  | X | X | [5 empty] | B
7739838155 | Behuizing boven | Carter haut | Gebläse | centrifuge fan | 19 | 18.48 | 4057749816603 | 0.24 | 0.206 | KG | 7.056 | CDM | 240 | 210 | 140 | MM | 84159000 | 1 |  |  | X | X | [5 empty] | B
7739838156 | Ventilator | Ventilateur | Gleichstrommotor | Brushless DC Motor | 44 | 222.48 | 4057749816627 | 0.535 | 0.454 | KG | 13.13 | CDM | 305 | 205 | 210 | MM | 84145935 | 1 |  |  | X | X | [5 empty] | B
7739838158 | Ventilatormotor | Moteur | Display | Duct display circuit board | 19 | 18.48 | 4057749817433 | 3.4 | 2.89 | KG | 15.488 | CDM | 605 | 160 | 160 | MM | 85013100 | 1 |  |  | X | X | [5 empty] | B
7739838239 | Display | Ècran | Aufhänger | Hook | 10 | 3.52 | 4057749817518 | 0.143 | 0.135 | KG | 3.838 | CDM | 208 | 205 | 90 | MM | 84039090 | 1 |  |  | X | X | [5 empty] | B
7739838247 | Clip | Crochet | Schlauch | Rubber tube | 15 | 10.93 | 4062321113483 | 0.16 | 0.152 | KG | 79.524 | CDM | 200 | 120 | 40 | MM | 84159000 | 1 |  |  | X | X | [5 empty] | B
8750500775 | Rubberen buis | Tube | Ablaufrohr | Drain pipe | 10 | 3.52 | 4062321113513 | 0.039 | 0.032 | KG | 0.252 | CDM | 140 | 120 | 15 | MM | 40091100 | 1 |  |  | X | X | [5 empty] | B
8750500778 | afvoerslang | Conduit D´evacation | Gummischeibe | Drain pump rubber washer | 10 | 3.52 | 4062321113520 | 0.17 | 0.161 | KG | 5.415 | CDM | 190 | 190 | 150 | MM | 84159000 | 1 |  |  | X | X | [5 empty] | B
8750500779 | Ruberschijf | Plaque A Caoutchouc | Abdeckung | Cover | 13 | 7.69 | 4062321190156 | 0.018 | 0.016 | KG | 0.024 | CDM | 40 | 30 | 20 | MM | 40169300 | 1 |  |  | X | X | [5 empty] | B
8750501156 | Afdekking | Revêtement | Regelgerät | Electronic control box | 17 | 14.44 | 4062321190286 | 0.29 | 0.275 | KG | 123.704 | CDM | 240 | 170 | 100 | MM | 85381000 | 1 |  |  | X | X | [5 empty] | B
8750501169 | Besturingsunit | Appareil de régulation | Halter | Support | 19 | 18.48 | 4062321190385 | 6.8 | 4.7 | KG | 79.524 | CDM | 470 | 470 | 360 | MM | 85381000 | 1 |  |  | X | X | [5 empty] | B
8750501179 | Houder | Support | Seitenteil links | Side panel (left) | 18 | 16.32 | 4062321190422 | 0.56 | 0.476 | KG | 123.704 | CDM | 170 | 110 | 110 | MM | 84159000 | 1 |  |  | X | X | [5 empty] | B
8750501183 | Zijpaneel (links) | Panneau latéral gauche | Trägerblech mitte | Middle beam subassembly | 25 | 32.89 | 4062321190460 | 0.92 | 0.78 | KG | 7.52 | CDM | 470 | 200 | 80 | MM | 84159000 | 1 |  |  | X | X | [5 empty] | B
8750501187 | Traverse midden | Support milieu | Abdeckung hinten | Rear cover subassembly | 18 | 16.32 | 4062321189952 | 1.45 | 1.24 | KG | 20.4 | CDM | 600 | 200 | 170 | MM | 84159000 | 1 |  |  | X | X | [5 empty] | B
8750501192 | Houder Achter | Revêtement arrière | Seitenteil rechts | Right clapboard subassembly | 19 | 18.48 | 4062321189969 | 0.929 | 0.788 | KG | 0.19 | CDM | 590 | 15 | 215 | MM | 84159000 | 1 |  |  | X | X | [5 empty] | B
8750501193 | Zijpaneel Rechts | Panneau latéral droite | Abdeckung oben | Top cover subassembly | 21 | 22.92 | 4062321190026 | 0.748 | 0.61 | KG | 17.328 | CDM | 480 | 190 | 190 | MM | 84159000 | 1 |  |  | X | X | [5 empty] | B
8750501199 | Afdekking boven | Revêtement haut | Verbindungskabel WRC-LCAC (6m) | Extension cable WRC-LCAC (6m) | 18 | 16.32 | 4062321275600 | 1.305 | 1.11 | KG | 3.312 | CDM | 720 | 20 | 230 | MM | 84159000 | 1 |  |  | X | X | [5 empty] | B
8750501433 | Verbindingskabel WRC-LCAC (6m) | Câble de connexion WRC-LCAC (6m) | Verbindungskabel WRC-LCAC (12m) | Extension cable WRC-LCAC (12m) | 25 | 32.89 | 4062321275617 | 0.35 | 0.25 | KG | 0.26 | CDM | 165 | 45 | 35 | MM | 85444290 | 1 |  |  | X | X | [5 empty] | B
8750501434 | Verbindingskabel WRC-LCAC (12m) | Câble de connexion WRC-LCAC (12m) | Kabel | Cable | 10 | 3.52 | 4062321500504 | 0.313 | 0.28 | KG | 0.38 | CDM | 190 | 40 | 50 | MM | 85444290 | 1 |  |  | X | X | [5 empty] | B
8750502275 | Kabel | Câble | Kabelregler | Wired controller | 37 | 112.45 | 4062321638368 | 0.05 | 0.045 | KG | 0.038 | CDM | 250 | 30 | 5 | MM | 85369010 | 1 |  |  | X | X | [5 empty] | B
8750502749 | Bedrade controller | Commande à distance filaire | Hauptleiterplatte | Main control board | 32 | 73.62 | 4062321646493 | 0.52 | 0.442 | KG | 0.675 | CDM | 170 | 150 | 60 | MM | 90321020 | 1 |  |  | X | X | [5 empty] | B
8750502767 | Hoofdprintplaat | Carte circuit imprimé | Inverter Leiterplatte | Inverter board | 35 | 95.06 | 4062321646509 | 0.27 | 0.25 | KG | 0.814 | CDM | 220 | 150 | 50 | MM | 85371091 | 1 |  |  | X | X | [5 empty] | B
8750502768 | Omvormer bord | Circuit imprimé de l'onduleur | Abdeckung | Cover | 11 | 4.79 | 4062321646516 | 0.27 | 0.25 | KG | 0.814 | CDM | 160 | 160 | 160 | MM | 85044087 | 1 |  |  | X | X | [5 empty] | B
8750502769 | Afdekking | Revêtement | Seitenwand rechts | Side panel right | 15 | 10.93 | 4062321646530 | 0.12 | 0.11 | KG | 0.39 | CDM | 200 | 130 | 15 | MM | 84159000 | 1 |  |  | X | X | [5 empty] | B
8750502771 | Zijpaneel (rechts) | Panneau latéral droit | Abdeckung Gebläse unten | Fan cover bottom | 13 | 7.69 | 4062321646547 | 0.6 | 0.55 | KG | 7.8 | CDM | 60 | 190 | 30 | MM | 84159000 | 1 |  |  | X | X | [5 empty] | B
8750502772 | Afdekking Ventilator Onder | Revêtement Ventilateur bas | Seitenverkleidung links | Left clapboard subassembly | 21 | 22.92 | 4062321028190 | 0.08 | 0.08 | KG | 4.5 | CDM | 280 | 280 | 160 | MM | 84159000 | 1 |  |  | X | X | [5 empty] | B
7733700057 | Zijpaneel Links | Panneau latéral gauche | Seitenteil rechts | Right clapboard subassembly | 17 | 14.44 | 4062321028206 | 1.24 | 1.06 | KG | 9.923 | CDM | 630 | 75 | 210 | MM | 84159000 | 1 |  |  | X | X | [5 empty] | B
7733700058 | Zijpaneel Rechts | Panneau latéral droite | Trägerblech hinten | Rear beam subassembly | 13 | 7.69 | 4062321028213 | 0.62 | 0.527 | KG | 123.704 | CDM | 340 | 210 | 150 | MM | 84159000 | 1 |  |  | X | X | [5 empty] | B
7733700059 | Houder Achter | Support arrière | Rohr | Evaporator inlet pipe subassembly | 25 | 32.89 | 4062321028237 | 0.44 | 0.418 | KG | 79.524 | CDM | 750 | 30 | 50 | MM | 84159000 | 1 |  |  | X | X | [5 empty] | B
7733700061 | Leiding | Tuyau | Abdeckung hinten | Rear cover subassembly | 21 | 22.92 | 4062321028312 | 0.191 | 0.163 | KG | 3.553 | CDM | 170 | 190 | 110 | MM | 74111090 | 1 |  |  | X | X | [5 empty] | B
7733700069 | Houder Achter | Revêtement arrière | Abdeckung oben | Top cover subassembly | 23 | 27.22 | 4062321028329 | 1.38 | 1.173 | KG | 79.524 | CDM | 780 | 20 | 280 | MM | 84159000 | 1 |  |  | X | X | [5 empty] | B
7733700070 | Afdekking boven | Revêtement haut | Halter | Evaporator right support board subassem | 10 | 3.52 | 4057749816665 | 0.56 | 0.488 | KG | 3.33 | CDM | 900 | 10 | 370 | MM | 84159000 | 1 |  |  | X | X | [5 empty] | B
7739838162 | Houder | Support | Kondensatsammler | Water collector assembly | 31 | 66.74 | 4057749816672 | 0.12 | 0.114 | KG | 33.048 | CDM | 250 | 20 | 170 | MM | 84159000 | 1 |  |  | X | X | [5 empty] | B
7739838163 | Reservoir | bac à condensats | Abdeckung | Cover of electronic control box | 12 | 6.06 | 4057749816726 | 0.675 | 0.61 | KG | 196.65 | CDM | 950 | 354 | 60 | MM | 84159000 | 1 |  |  | X | X | [5 empty] | B
7739838168 | Afdekking | Revêtement | Trägerblech mitte | Middle beam subassembly | 26 | 36.29 | 4057749816771 | 6.8 | 4.7 | KG | 123.704 | CDM | 260 | 200 | 100 | MM | 85381000 | 1 |  |  | X | X | [5 empty] | B
7739838173 | Traverse midden | Support milieu | Halter | Fan motor support | 26 | 36.29 | 4057749816788 | 2.02 | 1.7 | KG | 33.44 | CDM | 880 | 200 | 190 | MM | 84159000 | 1 |  |  | X | X | [5 empty] | B
7739838174 | Houder | Support | Seitenteil rechts | Right side plate | 13 | 7.69 | 4057749816818 | 0.54 | 0.46 | KG | 2.464 | CDM | 160 | 110 | 140 | MM | 84159000 | 1 |  |  | X | X | [5 empty] | B
7739838177 | Zijpaneel Rechts | Panneau latéral droite | Seitenteil rechts | Right clapboard subassembly | 17 | 14.44 | 4057749816825 | 6.8 | 4.7 | KG | 123.704 | CDM | 270 | 20 | 210 | MM | 84159000 | 1 |  |  | X | X | [5 empty] | B
7739838178 | Zijpaneel Rechts | Panneau latéral droite | Gebläse | centrifuge fan | 27 | 42.05 | 4057749816856 | 1.02 | 0.867 | KG | 123.704 | CDM | 780 | 40 | 200 | MM | 84159000 | 1 |  |  | X | X | [5 empty] | B
7739838181 | Ventilator | Ventilateur | Gehäuse unten | bottom volute | 13 | 7.69 | 4057749816863 | 0.74 | 0.629 | KG | 13.13 | CDM | 305 | 205 | 210 | MM | 84145935 | 1 |  |  | X | X | [5 empty] | B
7739838182 | Behuizing bodem | Carter bas | Kondensatsammler | Water collector assembly | 33 | 80.64 | 4057749816900 | 1.33 | 1.131 | KG | 123.704 | CDM | 270 | 270 | 160 | MM | 84159000 | 1 |  |  | X | X | [5 empty] | B
7739838186 | Reservoir | bac à condensats | Wechselrichter | Inverter control board subassembly | 43 | 202.26 | 4057749816931 | 0.9 | 0.835 | KG | 9 | CDM | 1200 | 400 | 25 | MM | 84159000 | 1 |  |  | X | X | [5 empty] | B
7739838189 | Omvormer bord | Onduleur | Rohr | Evaporator outlet pipe subassembly | 26 | 36.29 | 4057749817068 | 0.536 | 0.455 | KG | 3.69 | CDM | 205 | 200 | 90 | MM | 85044087 | 1 |  |  | X | X | [5 empty] | B
7739838202 | Leiding | Tuyau | Halter | Evaporator right support board subassemb | 12 | 6.06 | 4057749817082 | 0.22 | 0.19 | KG | 2.1 | CDM | 250 | 140 | 60 | MM | 74111090 | 1 |  |  | X | X | [5 empty] | B
7739838204 | Houder | Support | Gehäuse | Chassis subassembly | 33 | 80.64 | 4057749817549 | 0.181 | 0.16 | KG | 0.585 | CDM | 300 | 15 | 130 | MM | 84159000 | 1 |  |  | X | X | [5 empty] | B
7739838250 | Behuizing compl | Carter | Gehäuse Steuerung | Electronic control box | 20 | 20.5 | 4057749933720 | 5.8 | 4.7 | KG | 25.308 | CDM | 1140 | 30 | 740 | MM | 84159000 | 1 |  |  | X | X | [5 empty] | B
8733500741 | Besturingsunit | Carter | Halter | Pipe clamp board subassembly | 10 | 3.52 | 4062321113476 | 1.04 | 0.884 | KG | 16.601 | CDM | 255 | 310 | 210 | MM | 85381000 | 1 |  |  | X | X | [5 empty] | B
8750500774 | Houder | Support | Halter Pumpe | Exhaust pump subassembly | 13 | 7.69 | 4062321113506 | 0.122 | 0.104 | KG | 0.196 | CDM | 140 | 140 | 10 | MM | 84159000 | 1 |  |  | X | X | [5 empty] | B
8750500777 | Houder | Support Pompe | Abdeckung | Cover of water testing hole | 10 | 3.52 | 4062321113537 | 0.278 | 0.24 | KG | 1.283 | CDM | 135 | 100 | 95 | MM | 84159000 | 1 |  |  | X | X | [5 empty] | B
8750500780 | Afdekking | Revêtement | Luftfilter | Air filter | 33 | 80.64 | 4062321113544 | 0.01 | 0.008 | KG | 0.03 | CDM | 55 | 55 | 10 | MM | 39269097 | 1 |  |  | X | X | [5 empty] | B
8750500781 | Luchtfilter | Filtre à air | Verdampfer (kompl) | Evaporator assembly | 45 | 244.05 | 4062321113551 | 0.4 | 0.38 | KG | 1.8 | CDM | 180 | 400 | 25 | MM | 84213925 | 1 |  |  | X | X | [5 empty] | B
8750500782 | Verdamper | Vaporiseur | Rohr | Evaporator inlet pipe subassembl | 30 | 59.86 | 4062321113568 | 5.8 | 4.93 | KG | 33.048 | CDM | 1020 | 270 | 120 | MM | 84159000 | 1 |  |  | X | X | [5 empty] | B
8750500783 | Leiding | Tuyau | Abdeckung Gebläse | Fan cover | 16 | 12.66 | 4062321638320 | 0.34 | 0.3 | KG | 6.292 | CDM | 260 | 220 | 110 | MM | 74111090 | 1 |  |  | X | X | [5 empty] | B
8750502745 | Afdekking | Revêtement | Hauptleiterplatte | Main control board | 34 | 87.65 | 4062321638344 | 1.32 | 1.122 | KG | 4.5 | CDM | 280 | 280 | 420 | MM | 84159000 | 1 |  |  | X | X | [5 empty] | B
8750502747 | Hoofdprintplaat | Carte circuit imprimé | Steuerung kompl | Control box compl | 43 | 202.26 | 4062321646554 | 0.27 | 0.25 | KG | 0.814 | CDM | 220 | 150 | 50 | MM | 85371091 | 1 |  |  | X | X | [5 empty] | B
8750502773 | Besturingsunit compl | Controleur Complet | Abdeckung Display | Structure Subassembly Of Display Box | 17 | 14.44 | 4057749250247 | 2.96 | 2.516 | KG | 1.596 | CDM | 380 | 280 | 160 | MM | 85371091 | 1 |  |  | X | X | [5 empty] | B
7739833419 | Afdeking Display | Revetement Ecran | Luftgitter | Air Inlet Grille Return Air Grille | 17 | 14.44 | 4057749250254 | 0.14 | 0.133 | KG | 123.704 | CDM | 220 | 150 | 50 | MM | 85285900 | 1 |  |  | X | X | [5 empty] | B
7739833420 | Luchtrooster | Grille D`Air | Staubfilter | Dust Filter | 20 | 20.5 | 4057749250278 | 0.428 | 0.38 | KG | 3.612 | CDM | 430 | 420 | 20 | MM | 84159000 | 1 |  |  | X | X | [5 empty] | B
7739833422 | Stoffilter | Filtre A Poussiere | Abdeckung | Panel Frame | 26 | 36.29 | 4057749250292 | 9 | 0.415 | KG | 108.416 | CDM | 400 | 375 | 13 | MM | 84213925 | 1 |  |  | X | X | [5 empty] | B
7739833424 | Afdekking | Revetement | Halter Motor | Motor Installing Cover Board | 10 | 3.52 | 4057749250315 | 1.254 | 1.004 | KG | 21.125 | CDM | 650 | 650 | 50 | MM | 84159000 | 1 |  |  | X | X | [5 empty] | B
7739833426 | Houder Motor | Support Moteur | Abdeckung | Cover Plate Assembly | 10 | 3.52 | 4057749250346 | 0.048 | 0.045 | KG | 108.416 | CDM | 110 | 110 | 30 | MM | 84159000 | 1 |  |  | X | X | [5 empty] | B
7739833429 | Afdekking | Revêtement | Schalter Lufteinlass | Air Inlet Grille Switch | 10 | 3.52 | 4057749250353 | 0.056 | 0.041 | KG | 0.715 | CDM | 130 | 110 | 50 | MM | 84159000 | 1 |  |  | X | X | [5 empty] | B
7739833430 | Switch Luchtinlaat Grill | Commutateur D'admission D'air Grill | Schrittmotor | Stepper Motor | 17 | 14.44 | 4057749250360 | 0.01 | 0.008 | KG | 0.052 | CDM | 130 | 40 | 10 | MM | 84159000 | 1 |  |  | X | X | [5 empty] | B
7739833431 | Stappenmotor | Moteur Pas A Pas | Zugstange | Haning Clasp | 10 | 3.52 | 4057749250407 | 0.076 | 0.072 | KG | 0.506 | CDM | 85 | 85 | 70 | MM | 85013100 | 1 |  |  | X | X | [5 empty] | B
7739833435 | Trekstang | Barre De Traction | Auslassrohr Verdampfer | Outlet Pipes Of Evaporator | 21 | 22.92 | 4057749251565 | 0.006 | 0.004 | KG | 0.009 | CDM | 90 | 20 | 5 | MM | 84159000 | 1 |  |  | X | X | [5 empty] | B
7739833553 | Outlet Buisevaporator | Sortie Evaporateur Tube | Abdeckung hinten | Rear cover subassembly | 23 | 27.22 | 4057749816948 | 10.5 | 7.4 | KG | 153.17 | CDM | 530 | 340 | 850 | MM | 84039090 | 1 |  |  | X | X | [5 empty] | B
7739838190 | Houder Achter | Revêtement arrière | Abdeckung oben | Top cover subassembly | 26 | 36.29 | 4057749816955 | 1.66 | 1.411 | KG | 11.875 | CDM | 1020 | 15 | 250 | MM | 84159000 | 1 |  |  | X | X | [5 empty] | B
7739838191 | Afdekking boven | Revêtement haut | Trägerblech vorne | Front beam subassembly | 14 | 9.38 | 4057749816962 | 2.54 | 2.2 | KG | 5.264 | CDM | 1120 | 10 | 470 | MM | 84159000 | 1 |  |  | X | X | [5 empty] | B
7739838192 | Afdekking | Support avant | Seitenteil rechts | Right clapboard subassembly | 20 | 20.5 | 4057749816993 | 0.6 | 0.51 | KG | 11.875 | CDM | 960 | 40 | 50 | MM | 84159000 | 1 |  |  | X | X | [5 empty] | B
7739838195 | Zijpaneel Rechts | Panneau latéral droite | Abdeckung | Cover of electronic control box | 13 | 7.69 | 4057749817143 | 1.274 | 1.035 | KG | 9.6 | CDM | 1000 | 40 | 240 | MM | 84159000 | 1 |  |  | X | X | [5 empty] | B
7739838210 | Afdekking | Revêtement | Verstärkungsblech | Right clapboard strengthen board | 10 | 3.52 | 4057749817174 | 1 | 0.688 | KG | 79.524 | CDM | 265 | 240 | 100 | MM | 85381000 | 1 |  |  | X | X | [5 empty] | B
7739838213 | Zijpaneel Rechts | Renforcer le conseil | Seitenverkleidung links | Left clapboard subassembly | 23 | 27.22 | 4057749817211 | 0.086 | 0.07 | KG | 0.193 | CDM | 175 | 55 | 20 | MM | 84159000 | 1 |  |  | X | X | [5 empty] | B
7739838217 | Zijpaneel Links | Panneau latéral gauche | Seitenteil rechts | Right clapboard subassembly | 18 | 16.32 | 4057749817228 | 1.58 | 1.343 | KG | 79.524 | CDM | 740 | 50 | 250 | MM | 84159000 | 1 |  |  | X | X | [5 empty] | B
7739838218 | Zijpaneel Rechts | Panneau latéral droite | Seitenteil rechts | Right side plate | 13 | 7.69 | 4057749817235 | 0.86 | 0.731 | KG | 79.524 | CDM | 450 | 250 | 140 | MM | 84159000 | 1 |  |  | X | X | [5 empty] | B
7739838219 | Zijpaneel Rechts | Panneau latéral droite | Regelgerät | Electronic control box | 18 | 16.32 | 4057749933737 | 6.8 | 4.7 | KG | 123.704 | CDM | 270 | 20 | 250 | MM | 84159000 | 1 |  |  | X | X | [5 empty] | B
8733500742 | Besturingsunit | Appareil de régulation | Verdampfer | Evaporator Assembly | 40 | 145.62 | 4057749933874 | 1.102 | 0.936 | KG | 16.353 | CDM | 303 | 257 | 210 | MM | 85381000 | 1 |  |  | X | X | [5 empty] | B
8733500756 | Verdamper | Évaporateur | Halter | Pipe clamp board subassembly | 11 | 4.79 | 4062321113575 | 2.154 | 1.9 | KG | 91.698 | CDM | 580 | 510 | 310 | MM | 84159000 | 1 |  |  | X | X | [5 empty] | B
8750500784 | Houder | Support | Luftfilter | Air filter | 34 | 87.65 | 4062321113582 | 0.236 | 0.203 | KG | 1.575 | CDM | 210 | 150 | 20 | MM | 84159000 | 1 |  |  | X | X | [5 empty] | B
8750500785 | Luchtfilter | Filtre à air | Steuerung kompl | Control box compl | 44 | 222.48 | 4062321638337 | 2.1 | 0.9 | KG | 33.048 | CDM | 580 | 270 | 30 | MM | 84213925 | 1 |  |  | X | X | [5 empty] | B
8750502746 | Besturingsunit | Carter | Inverter Leiterplatte | Inverter board | 39 | 132.96 | 4062321638351 | 0.99 | 0.9 | KG | 1.596 | CDM | 380 | 280 | 160 | MM | 85371091 | 1 |  |  | X | X | [5 empty] | B
8750502748 | Omvormer bord | Panneau De Commande De L'onduleur | Trennwand | Partition panel | 29 | 53.54 | 4062321638375 | 0.27 | 0.25 | KG | 0.814 | CDM | 160 | 170 | 160 | MM | 85044087 | 1 |  |  | X | X | [5 empty] | B
8750502750 | Scheidingswand | Panneau latéral | Luftklappe | Air flap | 10 | 3.52 | 4062321646639 | 3.6 | 3.06 | KG | 12.066 | CDM | 700 | 150 | 250 | MM | 84159000 | 1 |  |  | X | X | [5 empty] | B
8750502781 | Luchtklep | Clapet d'air | Anschlussklemme | Wire Joint, 8P | 15 | 10.93 | 4057749247049 | 0.04 | 0.03 | KG | 0.02 | CDM | 400 | 40 | 10 | MM | 84159000 | 1 |  |  | X | X | [5 empty] | B
7739833098 | Aansluitklem | Borne de raccordement | Heizkabel | Crankcase electric heating strip | 16 | 12.66 | 4062321190163 | 0.065 | 0.061 | KG | 6.48 | CDM | 98 | 39 | 22 | MM | 85369010 | 1 |  |  | X | X | [5 empty] | B
8750501157 | Verwarmingskabel | Câbles chauffants | Fühler kompl | Sensor compl | 17 | 14.44 | 4062321535575 | 0.131 | 0.111 | KG | 1.575 | CDM | 210 | 150 | 50 | MM | 85444290 | 1 |  |  | X | X | [5 empty] | B
8750502382 | Sensor compl | Sonde compl | Ventil (komplett) | Liquid Valve Assembly | 44 | 222.48 | 4057749246615 | 0.05 | 0.045 | KG | 0.038 | CDM | 250 | 30 | 10 | MM | 90251900 | 1 |  |  | X | X | [5 empty] | B
7739833054 | Ventiel (compl) | Soupape (compl) | Verflüssiger | Condenser Assembly | 54 | 493.52 | 4057749246660 | 1.455 | 1.3 | KG | 8.19 | CDM | 350 | 260 | 90 | MM | 84818099 | 1 |  |  | X | X | [5 empty] | B
7739833059 | Condensor | Condenseur | Ventil (komplett) | Liquid Valve Assembly | 46 | 266.98 | 4057749246783 | 18.92 | 16.2 | KG | 499.2 | CDM | 1200 | 800 | 520 | MM | 84159000 | 1 |  |  | X | X | [5 empty] | B
7739833071 | Ventiel (compl) | Soupape (compl) | Temperaturfühler | Discharge Temperature Sensor | 17 | 14.44 | 4062321190200 | 1.744 | 1.482 | KG | 104.516 | CDM | 360 | 350 | 90 | MM | 84818099 | 1 |  |  | X | X | [5 empty] | B
8750501161 | Temperatuursensor | Sonde de température | Elektrisches Heizband | Electric heating tube | 29 | 53.54 | 4062321190279 | 0.022 | 0.018 | KG | 0.04 | CDM | 160 | 50 | 5 | MM | 90251900 | 1 |  |  | X | X | [5 empty] | B
8750501168 | Elektrisch verwarmingslint | Ruban Chauffant Electrique | Verflüssiger kompl | Condenser compl | 55 | 538.01 | 4062321637040 | 1.701 | 1.446 | KG | 79.524 | CDM | 500 | 320 | 300 | MM | 85168080 | 1 |  |  | X | X | [5 empty] | B
8750502617 | Condensor | Condenseur | Raumtemperaturfühler | Room temperature sensor | 17 | 14.44 | 4062321637415 | 15.8 | 15 | KG | 304 | CDM | 950 | 800 | 400 | MM | 84159000 | 1 |  |  | X | X | [5 empty] | B
8750502654 | Temperatuursensor | Sonde de température ambiante | Frontklappe | Panel assembly | 23 | 27.22 | 4062321781651 | 0.019 | 0.015 | KG | 0.003 | CDM | 110 | 80 | 15 | MM | 90251900 | 1 |  |  | X | X | [5 empty] | B
8750503435 | Afdekking | Revêtement | Rahmen | Frame | 28 | 47.73 | 4062321781668 | 0.65 | 0.58 | KG | 9.6 | CDM | 810 | 450 | 50 | MM | 84159000 | 1 |  |  | X | X | [5 empty] | B
8750503436 | Frame | cadre-support | Luftfilter | Air filter | 20 | 20.5 | 4062321781675 | 1.1 | 0.98 | KG | 74.4 | CDM | 800 | 620 | 150 | MM | 84159000 | 1 |  |  | X | X | [5 empty] | B
8750503437 | Luchtfilter | Filtre à air | Seitenwand rechts | Side panel right | 31 | 66.74 | 4062321781989 | 0.15 | 0.13 | KG | 6 | CDM | 500 | 400 | 10 | MM | 84213925 | 1 |  |  | X | X | [5 empty] | B
8750503468 | Zijpaneel rechts | Panneau latéral droite | Handgriff | Handle | 21 | 22.92 | 4062321781996 | 0.4 | 0.39 | KG | 4.95 | CDM | 550 | 300 | 30 | MM | 84159000 | 1 |  |  | X | X | [5 empty] | B
8750503469 | Knop | Poignee | Handgriff | Handle | 10 | 3.52 | 4062321782016 | 2.27 | 1.93 | KG | 3.36 | CDM | 810 | 280 | 280 | MM | 84159000 | 1 |  |  | X | X | [5 empty] | B
8750503471 | Knop | Poignee | Ventilplatte | Valve plate | 19 | 18.48 | 4062321782023 | 0.1 | 0.095 | KG | 0.72 | CDM | 200 | 120 | 40 | MM | 84159000 | 1 |  |  | X | X | [5 empty] | B
8750503472 | Montageplaat | Plaque du montage pour le raccordement | Luftauslassgitter | Grill | 20 | 20.5 | 4062321782054 | 0.12 | 0.1 | KG | 0.336 | CDM | 160 | 140 | 15 | MM | 84159000 | 1 |  |  | X | X | [5 empty] | B
8750503475 | Luchtuitlaatrooster | Grille d'air | Seitenwand links | Side panel left | 26 | 36.29 | 4062321782061 | 1.35 | 1.148 | KG | 5 | CDM | 800 | 20 | 800 | MM | 84159000 | 1 |  |  | X | X | [5 empty] | B
8750503476 | Zijpaneel links | Grille D´Air | Handgriff | Handle | 10 | 3.52 | 4062321782078 | 0.4 | 0.39 | KG | 4.95 | CDM | 550 | 300 | 30 | MM | 84159000 | 1 |  |  | X | X | [5 empty] | B
8750503477 | Knop | Poignee | Abdeckung oben | Top cover | 28 | 47.73 | 4062321782092 | 0.11 | 0.105 | KG | 0.72 | CDM | 200 | 120 | 40 | MM | 84159000 | 1 |  |  | X | X | [5 empty] | B
8750503479 | Afdekking boven | Revêtement haut | Gehäuse kompl | Chassis compl | 31 | 66.74 | 4062321782146 | 4.88 | 4.148 | KG | 23.681 | CDM | 1100 | 320 | 300 | MM | 84159000 | 1 |  |  | X | X | [5 empty] | B
8750503484 | Grondplaat | Plaque de base | Trennwand | Partition panel | 20 | 20.5 | 4062321782153 | 1.21 | 1.19 | KG | 30.672 | CDM | 710 | 270 | 160 | MM | 84159000 | 1 |  |  | X | X | [5 empty] | B
8750503485 | Scheidingswand | Panneau latéral | Vier-Wege-Ventil kompl | Four-way valve compl | 39 | 132.96 | 4062321782184 | 0.69 | 0.6 | KG | 12.066 | CDM | 515 | 110 | 213 | MM | 84159000 | 1 |  |  | X | X | [5 empty] | B
8750503488 | Vierwegklep compl | Vanne à quatre voies compl | Schalldämpfer | Muffler | 25 | 32.89 | 4062321782191 | 3.8 | 3.23 | KG | 7.65 | CDM | 580 | 580 | 210 | MM | 84818099 | 1 |  |  | X | X | [5 empty] | B
8750503489 | Demper | Silencieux | Transformator | Reactor | 34 | 87.65 | 4062321782207 | 0.7 | 0.66 | KG | 0.594 | CDM | 350 | 210 | 160 | MM | 84159000 | 1 |  |  | X | X | [5 empty] | B
8750503490 | Reactor | Serpentin | Hauptleiterplatte | Main control board | 38 | 122.17 | 4062321782221 | 0.6 | 0.55 | KG | 0.18 | CDM | 160 | 160 | 160 | MM | 85043180 | 1 |  |  | X | X | [5 empty] | B
8750503492 | Hoofdprintplaat | Carte circuit imprimé | Inverter Leiterplatte | Inverter board | 46 | 266.98 | 4062321782238 | 1 | 0.85 | KG | 0.814 | CDM | 360 | 250 | 110 | MM | 85371091 | 1 |  |  | X | X | [5 empty] | B
8750503493 | Printplaat omvormer | Panneau De Commande De L'onduleur | Abdeckung links | Motor Bearing Cover | 10 | 3.52 | 4057749217714 | 2.42 | 2.057 | KG | 0.814 | CDM | 23 | 25 | 190 | MM | 85044087 | 1 |  |  | X | X | [5 empty] | B
7739832482 | Afdekking Links | Revêtement gauche | Kondensatwanne | Drain pan | 10 | 3.52 | 4062321781682 | 0.071 | 0.067 | KG | 79.524 | CDM | 140 | 90 | 85 | MM | 84159000 | 1 |  |  | X | X | [5 empty] | B
8750503438 | Reservoir | Bac à condensats | Lamelle oben kompl | Upper louver compl | 28 | 47.73 | 4062321781699 | 0.3 | 0.28 | KG | 1.47 | CDM | 160 | 160 | 160 | MM | 84159000 | 1 |  |  | X | X | [5 empty] | B
8750503439 | Bovenste jaloezie compl | Persienne supérieure compl | Gitter oben | Upper rear net | 16 | 12.66 | 4062321781705 | 0.75 | 0.7 | KG | 16.8 | CDM | 800 | 340 | 230 | MM | 84159000 | 1 |  |  | X | X | [5 empty] | B
8750503440 | Bovenste net achteraan | Filet arrière supérieur | Lamelle vertikal | Louver vertical | 10 | 3.52 | 4062321781712 | 0.12 | 0.11 | KG | 0.5 | CDM | 600 | 130 | 50 | MM | 84159000 | 1 |  |  | X | X | [5 empty] | B
8750503441 | Lamel | Revêtement | Lamelle unten kompl | Bottom louver compl | 29 | 53.54 | 4062321781729 | 0.09 | 0.08 | KG | 0.563 | CDM | 220 | 150 | 50 | MM | 84159000 | 1 |  |  | X | X | [5 empty] | B
8750503442 | Bodemrooster compl | Persienne inférieure compl | Gitter unten | Lower rear net | 16 | 12.66 | 4062321781743 | 0.75 | 0.7 | KG | 16.8 | CDM | 800 | 330 | 230 | MM | 84159000 | 1 |  |  | X | X | [5 empty] | B
8750503444 | Onderste net achteraan | Filet arrière inférieur | Verdampfer kompl | Evaporator compl | 42 | 182.04 | 4062321781750 | 0.12 | 0.11 | KG | 0.5 | CDM | 600 | 130 | 50 | MM | 84159000 | 1 |  |  | X | X | [5 empty] | B
8750503445 | Verdamper compleet | Évaporateur | Abdeckung Gebläse | Motor cover | 10 | 3.52 | 4062321781781 | 2.2 | 2.15 | KG | 51 | CDM | 600 | 500 | 170 | MM | 84159000 | 1 |  |  | X | X | [5 empty] | B
8750503448 | Motorkap | Couvercle du moteur | Rahmen | Frame | 35 | 95.06 | 4062321781804 | 0.13 | 0.12 | KG | 0.264 | CDM | 120 | 110 | 20 | MM | 84159000 | 1 |  |  | X | X | [5 empty] | B
8750503450 | Frame | cadre-support | Wandhalter | Mounting plate | 13 | 7.69 | 4062321781811 | 2.1 | 1.9 | KG | 74.4 | CDM | 800 | 620 | 150 | MM | 84159000 | 1 |  |  | X | X | [5 empty] | B
8750503451 | Montagebeugel | Support | Schaumstoffrahmen | Frame foam | 20 | 20.5 | 4062321781828 | 0.072 | 0.068 | KG | 0.504 | CDM | 430 | 130 | 50 | MM | 83024900 | 1 |  |  | X | X | [5 empty] | B
8750503452 | Frame | Cadre-support | Wandhalter | Mounting plate | 10 | 3.52 | 4062321781835 | 0.8 | 0.7 | KG | 74.4 | CDM | 530 | 330 | 860 | MM | 84159000 | 1 |  |  | X | X | [5 empty] | B
8750503453 | Montagebeugel | Support | Abdeckung | Cover | 12 | 6.06 | 4062321781842 | 0.072 | 0.068 | KG | 0.504 | CDM | 210 | 130 | 40 | MM | 83024900 | 1 |  |  | X | X | [5 empty] | B
8750503454 | Afdekking | Revetement | Hauptleiterplatte | Main control board | 33 | 80.64 | 4062321781873 | 0.25 | 0.2 | KG | 0.912 | CDM | 310 | 210 | 150 | MM | 84159000 | 1 |  |  | X | X | [5 empty] | B
8750503457 | Hoofdprintplaat | Carte circuit imprimé | Gehäuse Display | Display housing | 12 | 6.06 | 4062321781897 | 0.27 | 0.25 | KG | 0.814 | CDM | 185 | 110 | 40 | MM | 85371091 | 1 |  |  | X | X | [5 empty] | B
8750503459 | Behuizing Display | Carter Display | Leiterplatte Display | PCB Display | 25 | 32.89 | 4062321781903 | 0.25 | 0.23 | KG | 0.24 | CDM | 200 | 80 | 15 | MM | 84159000 | 1 |  |  | X | X | [5 empty] | B
8750503460 | Printplaat (display) | Circuit imprimé Display | Temperaturfühler | Temperature sensor | 20 | 20.5 | 4062321781927 | 0.32 | 0.311 | KG | 0.24 | CDM | 210 | 130 | 50 | MM | 85318070 | 1 |  |  | X | X | [5 empty] | B
8750503462 | Temperatuursensor | Sonde de température | Steuerung kompl | Control box compl | 34 | 87.65 | 4062321781934 | 0.019 | 0.015 | KG | 0.003 | CDM | 150 | 10 | 3 | MM | 90251900 | 1 |  |  | X | X | [5 empty] | B
8750503463 | Besturingsunit compl. | Appareil de régulation | Hauptleiterplatte | Main control board | 33 | 80.64 | 4062321781941 | 0.99 | 0.9 | KG | 1.596 | CDM | 350 | 210 | 160 | MM | 85371091 | 1 |  |  | X | X | [5 empty] | B
8750503464 | Hoofdprintplaat | Carte circuit imprimé | Verdampfer kompl | Evaporator compl | 42 | 182.04 | 4062321781958 | 0.27 | 0.25 | KG | 0.814 | CDM | 185 | 110 | 40 | MM | 85371091 | 1 |  |  | X | X | [5 empty] | B
8750503465 | Verdamper compl. | Évaporateur | Hauptleiterplatte | Main control board | 33 | 80.64 | 4062321781972 | 2.2 | 2.15 | KG | 51 | CDM | 600 | 500 | 170 | MM | 84159000 | 1 |  |  | X | X | [5 empty] | B
8750503467 | Hoofdprintplaat | Carte circuit imprimé | Halter | Hook Subassembly | 10 | 3.52 | 4057749250117 | 0.27 | 0.25 | KG | 0.814 | CDM | 185 | 110 | 40 | MM | 85371091 | 1 |  |  | X | X | [5 empty] | B
7739833406 | Houder | Support | Deckel hinten schwarz | Cover back black v2 | 24 | 29.93 | 4069143430866 | 0.04 | 0.038 | KG | 11.875 | CDM | 50 | 10 | 30 | MM | 73269098 | 1 |  |  | X | X | [5 empty] | B
8738216851 | Deksel Achter zwart | Couvercle arrière noir | Deckel hinten weiß | Cover back white v2 | 24 | 29.93 | 4069143430859 | 0.65 | 0.48 | KG | 7.93 | CDM | 305 | 200 | 130 | MM | 84039090 | 1 |  |  | X | X | [5 empty] | B
8738216850 | Deksel Achter wit | Couvercle arrière blanc | Ölvorwärmer FPHB 5 LE | Oil pre heater FPHB 5 LE | 42 | 182.04 | 4010009106067 | 0.65 | 0.48 | KG | 8.359 | CDM | 305 | 203 | 135 | MM | 84039090 | 1 |  |  | X | X | [5 empty] | B
54915564 | Olievoorverwarmer FPHB 5 LE | Ligne préchauffage fioul FPHB 5 LE | Relais Sockel Omron G2RS 1pol | Socket relay Omron G2RS 1pol | 23 | - | 4069143165119 | 0.171 | 0.162 | KG | 0.327 | CDM | 138 | 79 | 30 | MM | 84039090 | 1 | Phased out |  | X | X | [5 empty] | B
8738216234 | Relaisvoet Omron G2RS 1pol | Support de relais Omron G2RS 1pol | Schauglas | Sight glass | 40 | 145.62 | 4062321531157 | 0.022 | 0.02 | KG | 0.21 | CDM | 100 | 150 | 30 | MM | 85369010 | 1 |  |  | X | X | [5 empty] | B
8738212545 | Kijkglas | Vitre d'observation | Abdeckung oben kompl | Cover top compl | 41 | 160.45 | 4062321833428 | 0.45 | 0.35 | KG | 1.872 | CDM | 80 | 150 | 110 | MM | 84039090 | 1 |  |  | X | X | [5 empty] | B
8738215342 | Deksel | Panneau supérieur complète | Seitenteil rechts | Side panel right | 35 | 95.06 | 4062321833589 | 5 | 4.5 | KG | 388.8 | CDM | 1330 | 320 | 630 | MM | 84039090 | 1 |  |  | X | X | [5 empty] | B
8738215358 | Zijpaneel rechts | Panneau latéral droite | Haltewinkel | Mounting bracket | 38 | 122.17 | 4062321833312 | 5 | 4.5 | KG | 388.8 | CDM | 800 | 410 | 400 | MM | 84039090 | 1 |  |  | X | X | [5 empty] | B
8738215333 | Montage beugel | Support de montage | Kabel mit Stecker | Cable with Plug | 20 | 20.5 | 4057749579102 | 5 | 4.5 | KG | 486 | CDM | 1200 | 810 | 500 | MM | 84039090 | 1 |  |  | X | X | [5 empty] | B
87186507100 | Kabel met stekker | Câble avec fiche | Kabel mit Stecker | Cable with Plug | 20 | 20.5 | 4057749579102 | 0.178 | 0.169 | KG | 0.85 | CDM | 170 | 100 | 50 | MM | 84039090 | 1 |  |  | X | X | [5 empty] | B
87168165830 | Terugslagklep | Clapet antiretour F 1 / F 1 | Rückschlagklappe | check valve | 33 | 80.64 | 4047416275840 | 0.063 | 0.06 | KG | 0.114 | CDM | 80 | 140 | 20 | MM | 84039090 | 1 |  |  | X | X | [5 empty] | B
87168316130 | Temperatuurbewaking | Thermostat chaudière 60-80°C | Temperaturwächter | temperature limiter | 36 | 102.88 | 4010009672654 | 0.065 | 0.06 | KG | 0.12 | CDM | 150 | 180 | 20 | MM | 90251900 | 1 |  |  | X | X | [5 empty] | B
87168336160 | Gaskraan opbouw | Kit vanne gaz cablée SIT | Gashahn | Gas valve | 44 | 222.48 | 4010009933342 | 1.04 | 0.94 | KG | 2.128 | CDM | 150 | 70 | 120 | MM | 84039090 | 1 |  |  | X | X | [5 empty] | B
7739830873 | Ventilator | Ventilateur | Axialventilator | Axial fan | 41 | 160.45 | 4054925865165 | 2.45 | 1.64 | KG | 74.97 | CDM | 600 | 595 | 210 | MM | 84149000 | 1 |  |  | X | X | [5 empty] | B
7739830875 | Ventilator | Ventilateur | Axialventilator | Axial fan | 42 | 182.04 | 4054925865189 | 2.53 | 1.69 | KG | 74.97 | CDM | 600 | 595 | 210 | MM | 84149000 | 1 |  |  | X | X | [5 empty] | B
7739831070 | Condensor rechts | Condenseur droite Set | Verflüssiger rechts kompl. | Right condenser assy | 75 | 1604.6 | 4054925867138 | 26.25 | 17.5 | KG | 799.999 | CDM | 1380 | 780 | 740 | MM | 84159000 | 1 |  |  | X | X | [5 empty] | B
7739831074 | Condensor links | Condenseur gauche Set | Verflüssiger links kompl. | Left condenser assy | 75 | 1604.6 | 4054925867176 | 26.25 | 17.5 | KG | 1001.052 | CDM | 1380 | 780 | 930 | MM | 84159000 | 1 |  |  | X | X | [5 empty] | B
8735300988 | Sensor TH2, 2000mm | Sonde TH2, 2000mm | Fühler TH2, 2000mm | Sensor TH2, 2000mm | 32 | 73.62 | 4069143176771 | 0.075 | 0.071 | KG | 6.4 | CDM | 320 | 200 | 100 | MM | 90251900 | 1 |  |  | X | X | [5 empty] | B
8735300985 | Sensor TH1, 2000mm | Sonde TH1, 2000mm | Fühler TH1, 2000mm | Sensor TH1, 2000mm | 32 | 73.62 | 4069143176740 | 0.075 | 0.071 | KG | 6.4 | CDM | 320 | 200 | 100 | MM | 90251900 | 1 |  |  | X | X | [5 empty] | B
8738216460 | Pomp set (Wilo) | Kit de remplacement de pompe (Wilo) | Pumpen-Set (Wilo) | Pump Kit (Wilo) | 28 | 47.73 | 4069143366622 | 0.25 | 0.22 | KG | 1.751 | CDM | 145 | 115 | 105 | MM | 84189990 | 1 |  |  | X | X | [5 empty] | B
8738216308 | Spoel AC LE57-0340 | Serpentin AC LE57-0340 | Drosselspule AC LE57-0340 | Choke AC LE57-0340 | 23 | 27.22 | 4069143445013 | 3.99 | 3.95 | KG | 0.7 | CDM | 100 | 70 | 100 | MM | 85045000 | 1 |  |  | X | X | [5 empty] | B
8738216296 | Kabelboom 1 HV SC | Faisceau de câbles 1 HV SC | Kabelbaum 1 HV SC | Cable harness 1 HV SC | 26 | 36.29 | 4069143434925 | 0.335 | 0.287 | KG | 1.751 | CDM | 145 | 115 | 105 | MM | 85444290 | 1 |  |  | X | X | [5 empty] | B
8738216316 | Isolatie (Compressor) BC | Isolation (Compresseur) BC | Isolierung (Kompressor) BC | Insulation (Compressor) BC | 18 | 16.32 | 4069143452202 | 3.02 | 2.53 | KG | 23.001 | CDM | 510 | 410 | 110 | MM | 39269097 | 1 |  |  | X | X | [5 empty] | B
8738216715 | Hendel (Zijpaneel) | Manette (Panneau latéral) | Handgriff (Seitenabdeckung) | Handle (Side panel) | 15 | 10.93 | 4069143436653 | 0.016 | 0.015 | KG | 0.594 | CDM | 110 | 180 | 30 | MM | 84189990 | 1 |  |  | X | X | [5 empty] | B
8738216268 | Voorpaneel + Isolatie SC | Panneau avant + Isolation SC | Frontabdeckung + Isolierung SC | Front panel + insulation SC | 42 | 182.04 | 4069143452585 | 6.8 | 5.3 | KG | 51.738 | CDM | 584 | 784 | 113 | MM | 84189990 | 1 |  |  | X | X | [5 empty] | B
8738216309 | Motor (Ventilator) BC | Moteur (Ventilateur) BC | Motor (Gebläse) BC | Motor (Fan) BC | 38 | 122.17 | 4069143453001 | 2.91 | 2.725 | KG | 12.012 | CDM | 220 | 210 | 260 | MM | 85013100 | 1 |  |  | X | X | [5 empty] | B
8738216310 | Ventilatiewiel 560mm BC | Roue de soufflante 560 BC | Gebläserad 560mm BC | Impeller 500 mm BC | 28 | 47.73 | 4069143453018 | 1.02 | 0.764 | KG | 52.703 | CDM | 585 | 585 | 154 | MM | 84149000 | 1 |  |  | X | X | [5 empty] | B
8738216314 | Bovenpaneel | Panneau supérieur | Abdeckung oben | Top panel | 46 | 266.98 | 4069143453124 | 6.6 | 5.1 | KG | 68.78 | CDM | 565 | 1255 | 97 | MM | 84189990 | 1 |  |  | X | X | [5 empty] | B
8738216322 | Luchtinlaatrooster BC | Grille d'admission d'air BC | Lufteinlassgitter BC | Air intake grille BC | 33 | 80.64 | 4069143452226 | 2.4 | 1.6 | KG | 14.283 | CDM | 690 | 690 | 30 | MM | 84189990 | 1 |  |  | X | X | [5 empty] | B
8738216328 | Omvormer RD4021A2-M BC 1-ph | Onduleur RD4021A2-M BC 1-ph | Wechselrichter RD4021A2-M BC 1-ph | Inverter RD4021A2-M BC 1-ph | 55 | 538.01 | 4069143444986 | 4.58 | 4.2 | KG | 19.319 | CDM | 384 | 234 | 215 | MM | 85044087 | 1 |  |  | X | X | [5 empty] | B
8738216563 | Voorpaneel + Isolatie SC | Panneau avant + Isolation SC | Frontabdeckung + Isolierung SC | Front panel + insulation SC | 43 | 202.26 | 4069143452592 | 6.8 | 5.3 | KG | 51.738 | CDM | 584 | 784 | 113 | MM | 84189990 | 1 |  |  | X | X | [5 empty] | B
8738216576 | Bovenpaneel | Panneau supérieur | Abdeckung oben | Top panel | 46 | 266.98 | 4069143453131 | 6.6 | 5.1 | KG | 68.78 | CDM | 565 | 1255 | 97 | MM | 84189990 | 1 |  |  | X | X | [5 empty] | B
8738216578 | Leiding set (4-weg ventiel) SC | Kit tuyau (vanne 4 voies) SC | Rohrsatz (4-Wege-Ventil) SC | Pipe kit (4-way valve) SC | 27 | 42.05 | 4069143435007 | 0.373 | 0.32 | KG | 1.82 | CDM | 200 | 140 | 65 | MM | 84813099 | 1 |  |  | X | X | [5 empty] | B
8738216582 | Zijpaneel + Isolatie rechts SC | Panneau latéral + Isolation droite SC | Seitenteil + Dämmung rechts SC | Side panel + insulation right SC | 42 | 182.04 | 4069143452691 | 6.1 | 4.6 | KG | 51.738 | CDM | 584 | 784 | 113 | MM | 84189990 | 1 |  |  | X | X | [5 empty] | B
8738216583 | Zijpaneel + Isolatie rechts SC | Panneau latéral + Isolation droite SC | Seitenteil + Dämmung rechts SC | Side panel + insulation right SC | 42 | 182.04 | 4069143452707 | 6.1 | 4.6 | KG | 50.852 | CDM | 574 | 784 | 113 | MM | 84189990 | 1 |  |  | X | X | [5 empty] | B
8738216716 | Handgreep (zijpaneel) | Poignée (panneau latéral) | Handgriff (Seitenabdeckung) | Handle (side panel) | 19 | 18.48 | 4069143452271 | 0.013 | 0.012 | KG | 0.594 | CDM | 110 | 180 | 30 | MM | 84189990 | 1 |  |  | X | X | [5 empty] | B
8738217145 | Afstandhouder (4x) | Entretoise (4x) | Abstandshalter (4x) | Spacer (4x) | 15 | 10.93 | 4069143523216 | 0.013 | 0.012 | KG | 0.594 | CDM | 110 | 180 | 30 | MM | 40169997 | 4 |  |  | X | X | [5 empty] | B
8755004786 | SAFe100 V01 | SAFe100 V01 | SAFe100 V01 everp | SAFe100 V01 spare part | 47 | 291.25 | 4069143452714 | 0.842 | 0.715 | KG | 8.385 | CDM | 300 | 215 | 130 | MM | 85389091 | 1 |  |  | X | X | [5 empty] | B
5024876 | HKV 2 DN32 | Heizkreisverteiler HKV 2 DN32 (V2) | Heizkreisverteiler HKV 2 DN32 (V2) | Heating circuit distributor HKV 2 DN32 | 52 | 416.66 | 4010009670025 | 6.42 | 5.778 | KG | 0.416 | HL | 670 | 270 | 230 | MM | 84041000 | 1 |  |  | X | X | [5 empty] | B
5024878 | HKV 3 DN32 | Collecteur chauffage HKV 3 DN32 (V2) | Heizkreisverteiler HKV 3 DN32 (V2) | Heating circuit distributor HKV 3 DN32 | 54 | 493.52 | 4010009670032 | 9.21 | 7.828 | KG | 40.887 | CDM | 885 | 210 | 220 | MM | 84039090 | 1 |  |  | X | X | [5 empty] | B
63007478 | Flexibele leiding | Tuyau flexible métallique DN20x245 | Metallwellschlauch DN20x245 U-flex everp | Metal corrugated hose DN20x245 incl. | 27 | 42.05 | 4047416056555 | 0.228 | 0.217 | KG | 3.009 | CDM | 339 | 120 | 70 | MM | 84039090 | 1 |  |  | X | X | [5 empty] | B
63010914 | Nippel G1xG1 104mm | Mamelon double G1xG1 104 long | Doppelnippel G1xG1 104 lg everp | Double nipple G1xG1 104 long | 35 | 95.06 | 4010009958963 | 0.262 | 0.248 | KG | 0.297 | CDM | 110 | 60 | 45 | MM | 84039090 | 1 |  |  | X | X | [5 empty] | B
63013825 | Open verdeler | Commutateur hydraulique 1 1/4" 60x80 | Hydraulische Weiche 1 1/4" 60x80 | Hydraulic switch 1 1/4" 60x80 | 55 | 538.01 | 4047416060811 | 4.862 | 4.133 | KG | 0.296 | HL | 653 | 315 | 144 | MM | 84039090 | 1 |  |  | X | X | [5 empty] | B
63015046 | HKV 2 DN25 (V2) | Collecteur chauffage HKV 2 DN25 | Heizkreisverteiler HKV 2 DN25 (V2) | Heating circuit distributor HKV 2 DN25 | 52 | 416.66 | 4047416061184 | 6.422 | 6.101 | KG | 20.764 | CDM | 553 | 298 | 126 | MM | 84041000 | 1 |  |  | X | X | [5 empty] | B
63018623 | Metalen flexibel DN20x1041mm | Tuyau flexible métallique VS DN20x1041 | Metallwellschlauch VS DN20x1041lg everp | Metal corrugated hose VS DN20x1041lg | 43 | 202.26 | 4047416064284 | 0.321 | 0.305 | KG | 22.532 | CDM | 66 | 66 | 809 | MM | 84039090 | 1 |  |  | X | X | [5 empty] | B
63025355 | Valve, terugstroombeveiliger DN15 | Vanne d'arrêt DN15 DN15 | Absperrven m.Rückflussverhind DN15 everp | Shut off m back flow prevention DN15 | 38 | 122.17 | 4047416069340 | 0.298 | 0.283 | KG | 0.495 | CDM | 75 | 120 | 55 | MM | 84039090 | 1 |  |  | X | X | [5 empty] | B
63032032 | Kortsluitleiding KSS V3 | Collecteur KSS V3 | Verteiler KSS everp V3 | Distributor KSS V3 | 31 | 66.74 | 4047416559018 | 0.578 | 0.491 | KG | 2.552 | CDM | 180 | 135 | 105 | MM | 84039090 | 1 |  |  | X | X | [5 empty] | B
63037887 | Kortsluitleiding | Distributeur | Verteiler KSS für SV Rp3/4-Anschl everp | Distributor KSS for SV Rp3/4-conn | 17 | 14.44 | 4047416076812 | 0.6 | 0.51 | KG | 2.223 | CDM | 180 | 130 | 95 | MM | 84039090 | 1 |  |  | X | X | [5 empty] | B
63043926 | Voorwand G135 BBT | Parete anteriore Basamento G135 BBT | Vorderwand Unterbau G135 BBT everp | Cover base frame G135 BBT | 43 | 202.26 | 4047416078557 | 1.45 | 1.232 | KG | 7.92 | CDM | 600 | 120 | 110 | MM | 84039090 | 1 |  |  | X | X | [5 empty] | B
63044004 | Verdeler HKV2 DN32/2" | Collecteur HKV2DN32/2" | Heizkreisverteiler HKV2 DN32/2" | Heatg circ distrib HKV2DN32/2" | 51 | 384.3 | 4047416078779 | 6.452 | 5.484 | KG | 18.3 | CDM | 715 | 191 | 134 | MM | 84039090 | 1 |  |  | X | X | [5 empty] | B
63044005 | Verdeler HKV3 DN32/2" | Collecteur HKV3 DN32/2" | Heizkreisverteiler HKV3 DN32/2" | Heatg circ distrib HKV3DN32/2" | 52 | 416.66 | 4047416078786 | 9.1 | 9.06 | KG | 30 | CDM | 1000 | 200 | 150 | MM | 84039090 | 1 |  |  | X | X | [5 empty] | B
67900906 | Nippel 1 1/4"x150 | NIPPLE 1 1/2X135 | Doppelnippel 1 1/2x135 für KAS1 everp | Double nipple 1 1/2x135 | 39 | 132.96 | 4047416085821 | 0.837 | 0.711 | KG | 1.666 | CDM | 150 | 110 | 101 | MM | 84039090 | 1 |  |  | X | X | [5 empty] | B
67902954 | Open verdeler | Commutateur hydraulique 1 1/2" 80x120 | Hydraulische Weiche 1 1/2" 80x120 | Hydraulic switch 1 1/2" 80x120 | 53 | 453.07 | 4047416087696 | 6.488 | 5.514 | KG | 24.003 | CDM | 635 | 315 | 120 | MM | 84039090 | 1 |  |  | X | X | [5 empty] | B
67902961 | WMS1 | Support mural WMS1 | Wandhalter WMS1 everp | Wall bracket WMS 1 | 42 | 182.04 | 4047416087764 | 0.555 | 0.472 | KG | 3.235 | CDM | 335 | 117 | 80 | MM | 84039090 | 1 |  |  | X | X | [5 empty] | B
67902962 | Steun WMS2 | Support mural WMS2 | Wandhalter WMS2 everp | Wall bracket WMS 2 | 44 | 222.48 | 4047416087771 | 0.974 | 0.827 | KG | 6.169 | CDM | 454 | 158 | 86 | MM | 84039090 | 1 |  |  | X | X | [5 empty] | B
67902963 | WMS3 boven | Support mural WMS3 supérieur | Wandhalter WMS3 oben everp | Wall bracket WMS 3 top | 39 | 132.96 | 4047416087788 | 1.32 | 1.188 | KG | 8.19 | CDM | 780 | 150 | 70 | MM | 84039090 | 1 |  |  | X | X | [5 empty] | B
67903201 | KLEMMVERSCHRAUBUNG 28X28 MM | Presse etoupe | Klemmverschraubung 28x28 | Compression fitting 28x28mm | 28 | 47.73 | 4047416087993 | 0.228 | 0.216 | KG | 0.088 | CDM | 40 | 55 | 40 | MM | 84039090 | 1 |  |  | X | X | [5 empty] | B
7100512 | AUSBLASELEITUNG KPL. | Conduite d'évacuation compl. | Ausblaseleitung kpl | AUSBLASELEITUNG KPL. | 30 | 59.86 | 4047416102382 | 0.455 | 0.432 | KG | 4.702 | CDM | 205 | 165 | 139 | MM | 84039090 | 1 |  |  | X | X | [5 empty] | B
7100516 | Trechter + sifon | Entonnair siphon | Ablauftrichter mit Syphon kpl | Funnel + Syphon | 28 | 47.73 | 4047416102399 | 0.172 | 0.163 | KG | 2.116 | CDM | 175 | 130 | 93 | MM | 84039090 | 1 |  |  | X | X | [5 empty] | B
7100548 | Spring Plug (5x) | EPINGLE (5x) | Federstecker (5x) | Spring Plug (5x) | 19 | 18.48 | 4047416102474 | 0.029 | 0.027 | KG | 0.054 | CDM | 90 | 60 | 10 | MM | 84039090 | 5 |  |  | X | X | [5 empty] | B
7101020 | Connecting pipe AB D15 for HT 75 | Tube de raccordement AB D15 pour HT 75 | Anschlussrohr ab D15 HT75 | Connecting pipe AB D15 for HT 75 | 26 | 36.29 | 4047416104263 | 0.167 | 0.159 | KG | 2.927 | CDM | 294 | 181 | 55 | MM | 84039090 | 1 |  |  | X | X | [5 empty] | B
74599 | Platenwisselaar | Échangeur à plaques | Plattenwärmetauscher | Plate heat exchanger | 67 | 1125.92 | 4051516153908 | 7.445 | 7.4 | KG | 22.275 | CDM | 330 | 250 | 270 | MM | 84039090 | 1 |  |  | X | X | [5 empty] | B
7747030396 | Pijp G1Agx150 | Tube G1Agx150 | Rohr G1Agx150 Überw G1 everp | Pipe G1Agx150 ctrl G1 | 19 | 18.48 | 4047416829067 | 0.398 | 0.378 | KG | 5 | CDM | 200 | 250 | 100 | MM | 84039090 | 1 |  |  | X | X | [5 empty] | B
87020002250 | Kraanknop set | Croisillons | Drehgriffe | Rotary handles | 16 | 12.66 | 4010009939672 | 0.04 | 0.038 | KG | 0.32 | CDM | 100 | 80 | 40 | MM | 84039090 | 1 |  |  | X | X | [5 empty] | B
87133040020 | Afdekkap | Capuchon | Verschlusskappe | Screw cap | 10 | 3.52 | 4010009162759 | 0.023 | 0.021 | KG | 0.145 | CDM | 170 | 85 | 10 | MM | 74153900 | 1 |  |  | X | X | [5 empty] | B
87174050430 | Gashoek stopkraan | Robinet de gaz coudé | Gaseckhahn | Right-angle gas valve | 40 | 145.62 | 4010009106968 | 0.052 | 0.051 | KG | 0.007 | HL | 100 | 100 | 70 | MM | 84039090 | 1 |  |  | X | X | [5 empty] | B
87180030320 | Dekplaatje | Tôle de protection | Abdeckblech | Covering sheet | 10 | 3.52 | 4010009469537 | 0.03 | 0.028 | KG | 0.066 | CDM | 210 | 40 | 10 | MM | 84199085 | 1 |  |  | X | X | [5 empty] | B
8718585156 | Nippel | Mamelon simple G 1 1/2-G1 | Reduziernippel G1 1/2-g1 everp | Nipple reducing G 1 1/2-G 1 pckd | 29 | 53.54 | 4051516323394 | 0.344 | 0.326 | KG | 1.65 | CDM | 150 | 110 | 100 | MM | 84039090 | 1 |  |  | X | X | [5 empty] | B
87055068210 | Afdichting | Couvercle | Abdeckung | Covering sheet | 24 | 29.93 | 4010009113713 | 0.1 | 0.095 | KG | 8.55 | CDM | 254 | 229 | 147 | MM | 84039090 | 1 |  |  | X | X | [5 empty] | B
87070024250 | Voorrangschakelaar | Commutateur d'arrêt | Sperrschalter | Inhibitor switch | 50 | 357.33 | 4010009407522 | 0.776 | 0.659 | KG | 2.07 | CDM | 150 | 120 | 115 | MM | 84039090 | 1 |  |  | X | X | [5 empty] | B
87100000530 | Deksel | Couvercle | Deckel | Cover | 33 | 80.64 | 4010009611912 | 0.3 | 0.285 | KG | 4.675 | CDM | 340 | 250 | 55 | MM | 84039090 | 1 |  |  | X | X | [5 empty] | B
87101001160 | Restrictie | Restriction de débit | Drosselblende | Throttle disc | 14 | 9.38 | 4010009418399 | 0.03 | 0.028 | KG | 0.032 | CDM | 127 | 127 | 2 | MM | 84039090 | 1 |  |  | X | X | [5 empty] | B
87107021080 | drainage pipe | drainage pipe | Rohr Ablaufrohr | DRAINAGE PIPE | 14 | 9.38 | 4010009700784 | 0.05 | 0.049 | KG | 0.24 | CDM | 200 | 40 | 30 | MM | 84039090 | 1 |  |  | X | X | [5 empty] | B
87107256420 | Flexibleslang 1/2",300mm | Tuyau flexible 1/2",300mm | Flexschlauch 1/2",300mm | Flexible tube 1/2",300mm | 30 | 59.86 | 4010009618706 | 0.09 | 0.08 | KG | 0.7 | CDM | 350 | 100 | 20 | MM | 84039090 | 1 |  |  | X | X | [5 empty] | B
87107351130 | Verdeelbuis | Rampe injecteur | Verteilerrohr | Tube distributor | 50 | 357.33 | 4010009677383 | 2.08 | 1.8 | KG | 3.96 | CDM | 300 | 120 | 110 | MM | 84039090 | 1 |  |  | X | X | [5 empty] | B
87110041340 | Pakkingring | Joint | Dichtung | Fibre washer | 21 | 22.92 | 4010009950127 | 0.018 | 0.017 | KG | 0.16 | CDM | 80 | 80 | 25 | MM | 84039090 | 1 |  |  | X | X | [5 empty] | B
87110042860 | Pakkingring Ø150 | Joint Ø150 | Dichtung Ø150 | Washer Ø150 | 21 | 22.92 | 4010009612001 | 0.017 | 0.016 | KG | 0.256 | CDM | 160 | 160 | 10 | MM | 84039090 | 1 |  |  | X | X | [5 empty] | B
87110042930 | Set pakkingen | Sachet de joints | Dichtung Dichtungssatz | Set of washers | 33 | 80.64 | 4010009589921 | 0.035 | 0.033 | KG | 0.281 | CDM | 125 | 125 | 18 | MM | 84039090 | 1 |  |  | X | X | [5 empty] | B
87110043030 | Pakkingring Ø100 | Joint Ø100 | Dichtung Ø100 | Washer Ø100 | 25 | 32.89 | 4010009630418 | 0.025 | 0.023 | KG | 0.182 | CDM | 110 | 110 | 15 | MM | 84039090 | 1 |  |  | X | X | [5 empty] | B
87110043840 | Lippen dichting | Joint de lèvre | Lippendichtung | Lipseal | 18 | 16.32 | 4010009974437 | 0.013 | 0.012 | KG | 0.09 | CDM | 95 | 95 | 10 | MM | 84039090 | 1 |  |  | X | X | [5 empty] | B
87113010870 | Klemring | Bicône | Klemmring | Olive | 35 | 95.06 | 4010009612049 | 0.3 | 0.299 | KG | 4.62 | CDM | 220 | 210 | 100 | MM | 84039090 | 1 |  |  | X | X | [5 empty] | B
87113044850 | Bevestigingshoek | Equerre | Befestigungswinkel | Angle bracket | 26 | 36.29 | 4010009532774 | 0.2 | 0.199 | KG | 0.001 | CDM | 180 | 90 | 10 | MM | 84039090 | 1 |  |  | X | X | [5 empty] | B
87123034340 | Isolierung kpl. | Isolierung kpl. | Isolierung kpl. | ISOLIERUNG KPL. | 41 | 160.45 | 4010009562726 | 0.4 | 0.38 | KG | 13.824 | CDM | 480 | 160 | 180 | MM | 84039090 | 1 |  |  | X | X | [5 empty] | B
87155041210 | Mantel | Habillage | Mantel | Front shell | 46 | 266.98 | 4010009460916 | 1.371 | 1.165 | KG | 16.12 | CDM | 620 | 200 | 130 | MM | 84039090 | 1 |  |  | X | X | [5 empty] | B
87155055250 | Rookgasafvoerstuts | Colerette de buse | Gelenkhaube | Exhaust pipe union | 16 | 12.66 | 4010009462873 | 0.085 | 0.081 | KG | 2.7 | CDM | 180 | 150 | 100 | MM | 84039090 | 1 |  |  | X | X | [5 empty] | B
87155055720 | Rookgasafvoerstuts | KRAGEN ROT | Gelenkhaube | KRAGEN ROT | 16 | 12.66 | 4010009531388 | 0.091 | 0.086 | KG | 2.565 | CDM | 190 | 135 | 100 | MM | 84039090 | 1 |  |  | X | X | [5 empty] | B
87172043280 | Deksel | Couvercle | Klappe | Cover | 49 | 335.74 | 4010009612155 | 0.15 | 0.149 | KG | 3.2 | CDM | 200 | 160 | 100 | MM | 84039090 | 1 |  |  | X | X | [5 empty] | B
87172061730 | Temperatuurbegrenzer | Limiteur de température | Temperaturbegrenzer | Temperature limit | 32 | 73.62 | 4010009467731 | 0.04 | 0.039 | KG | 0.001 | CDM | 75 | 100 | 105 | MM | 84039090 | 1 |  |  | X | X | [5 empty] | B
87174051600 | Veiligheidsklep | Soupape de sécurité | Sicherheitsventil | Safety relief valve | 37 | 112.45 | 4010009545231 | 0.196 | 0.186 | KG | 0.299 | CDM | 95 | 90 | 35 | MM | 84039090 | 1 |  |  | X | X | [5 empty] | B
87180052910 | Aansluit plaat | Plaque de raccordement | Anschlussplatte | Mounting plate | 43 | 202.26 | 4010009471325 | 1.5 | 1.499 | KG | 2.126 | CDM | 315 | 75 | 90 | MM | 84039090 | 1 |  |  | X | X | [5 empty] | B
87180065840 | Aansluitflens | Trappe de visite | Deckenflansch | Connecting flange | 24 | 29.93 | 4010009474081 | 0.06 | 0.059 | KG | 0.001 | CDM | 250 | 200 | 20 | MM | 84039090 | 1 |  |  | X | X | [5 empty] | B
87180067130 | Gril | Grille | Gitter | Grating | 33 | 80.64 | 4010009684510 | 0.1 | 0.098 | KG | 1.688 | CDM | 150 | 150 | 75 | MM | 84039090 | 1 |  |  | X | X | [5 empty] | B
87180067540 | Afdekplaat | Plaque de recouvrement | Abdeckplatte | Cover plate | 48 | 314.16 | 4010009612216 | 0.85 | 0.849 | KG | 2.666 | CDM | 430 | 310 | 20 | MM | 84039090 | 1 |  |  | X | X | [5 empty] | B
87182203050 | Afdichting D125 | Joint D125 | Dichtung D125 | Seal D125 | 22 | 24.96 | 4010009110538 | 0.031 | 0.029 | KG | 0.216 | CDM | 140 | 140 | 11 | MM | 84039090 | 1 |  |  | X | X | [5 empty] | B
87182245390 | Warmtewisselaar | Echangeur de chaleur | Wärmetauscher | Heat exchanger | 72 | 1402.35 | 4047416817620 | 6.214 | 5.281 | KG | 12.765 | CDM | 345 | 185 | 200 | MM | 84039090 | 1 |  |  | X | X | [5 empty] | B
87186839980 | Montage Kit Kit voor wandmontage | Barre d'accorchage | Wandhalterung | Fitting Kit Wall Mounting Kit | 40 | 145.62 | 4051516630256 | 0.05 | 0.049 | KG | 0.03 | CDM | 150 | 100 | 2 | MM | 84039090 | 1 |  |  | X | X | [5 empty] | B
87186840120 | Fixing Kit Drain Pan Support | Jeu de piéces de fixation | Befestigungs-Set | Fixing Kit Drain Pan Support | 29 | 53.54 | 4051516630287 | 0.3 | 0.29 | KG | 0.03 | CDM | 150 | 100 | 2 | MM | 84039090 | 1 |  |  | X | X | [5 empty] | B
87444011810 | Kabel 24V | Faisceau 24V | Kabel 24V | Cable 24V | 25 | 32.89 | 4010009547853 | 0.081 | 0.076 | KG | 0.713 | CDM | 20 | 230 | 155 | MM | 84039090 | 1 |  |  | X | X | [5 empty] | B
7735600205 | Rail 2C 1254mm | Rail 2C 1254mm | Schiene 2K 1254mm | Rail 2C 1254mm | 35 | 95.06 | 4054925895698 | 1.4 | 1.19 | KG | 90.545 | CDM | 100 | 65 | 1930 | MM | 84039090 | 1 |  |  | X | X | [5 empty] | B
7736701618 | Flexibele slang 3/4"- 1/2" | Tube flex. raccord. sanitaire 3/4"- 1/2" | Flexschlauch 3/4"- 1/2" | Flexible hose 3/4"- 1/2" | 38 | 122.17 | 4057749821287 | 0.163 | 0.142 | KG | 2.5 | CDM | 630 | 100 | 40 | MM | 84039090 | 1 |  |  | X | X | [5 empty] | B
87113011220 | Beugel 125 | Collier de serrage 125 | Clamp 125 | Clamp 125 | 28 | 47.73 | 4047416340586 | 0.18 | 0.17 | KG | 0.792 | CDM | 220 | 180 | 20 | MM | 84039090 | 1 |  |  | X | X | [5 empty] | B
87161112110 | Afdichtingsrubber | Joint d'étanchéité blanc | Dichtgummi | Wall seal inner white | 19 | 18.48 | 4010009937982 | 0.02 | 0.019 | KG | 0.512 | CDM | 160 | 160 | 20 | MM | 39269097 | 1 |  |  | X | X | [5 empty] | B
8716117491 | Schroef metrische draad Spec M5x12mm x10 | Filetage métrique Spec M5x12mm x10 | Screw metrisches Gewinde Spec M5x12mm x1 | Screw metrical thread Spec M5x12mm (10X) | 26 | 36.29 | 4054925711189 | 0.036 | 0.034 | KG | 0.018 | CDM | 50 | 35 | 10 | MM | 84039090 | 1 |  |  | X | X | [5 empty] | B
8718600119 | CENTROTHERM ART. 5512000123 | Tube du bout/écoulem.des condensats D250 | Abschlussrohr mit Kondensatablauf D250 | End tube with condensate drain D250 | 50 | 357.33 | 4047416140223 | 3.098 | 2.633 | KG | 82.836 | CDM | 590 | 390 | 360 | MM | 84039090 | 1 |  |  | X | X | [5 empty] | B
87186662530 | Steunbochten bevestiging shouw | Coude d'appui buse cheminee | Halter Schacht D60 | Elbow bracket funnel | 39 | 132.96 | 4054925620382 | 0.212 | 0.201 | KG | 0.45 | CDM | 300 | 300 | 5 | MM | 84039090 | 1 |  |  | X | X | [5 empty] | B
87186662550 | Pakking DN60 | Joint DN60 | Dichtung D60 flex | Seal inner 60mm flexible | 25 | 32.89 | 4054925620399 | 0.008 | 0.007 | KG | 0.032 | CDM | 90 | 70 | 5 | MM | 84039090 | 1 |  |  | X | X | [5 empty] | B
87186689330 | expansievat | VANNE D'EXPANSION DHW | Ausdehnungsgefäß DHW | Expansion vessel DHW | 44 | 222.48 | 4054925942125 | 2.24 | 1.904 | KG | 18.952 | CDM | 410 | 215 | 215 | MM | 84039090 | 1 |  |  | X | X | [5 empty] | B
87186694430 | Tubo | Tube | Rohr Wellrohr G1 | Pipe corrugated G1 | 40 | 145.62 | 4054925941814 | 0.565 | 0.48 | KG | 16.125 | CDM | 750 | 430 | 50 | MM | 84039090 | 1 |  |  | X | X | [5 empty] | B
8735100334 | Kanaal Bufferboiler 400 H2 BU | Canal panneau Réservoir tampon 400 H2 BU | Kanal Puffer 400 H2 Bu everp | Casing canal Buffer 400 H2 BU packed | 59 | 728.13 | 4054925932355 | 26 | 22.2 | KG | 487.795 | CDM | 490 | 1810 | 550 | MM | 84039090 | 1 |  |  | X | X | [5 empty] | B
8735100335 | Kanaal Bufferboiler 400 H1 Bu | Canal panneau Réservoir tampon 400 H1 Bu | Kanal Puffer 400 H1 Bu everp | Casing canal Buffer 400 H1 Bu packed | 58 | 680.95 | 4054925932362 | 22 | 18.2 | KG | 406.945 | CDM | 1510 | 490 | 550 | MM | 84039090 | 1 |  |  | X | X | [5 empty] | B
8735100336 | Kanaal Bufferboiler 400 H2 Ju | Canal panneau Réservoir tampon 400 H2 Ju | Kanal Puffer 400 H2 Ju everp | Casing canal Buffer 400 H2 Ju packed | 62 | 876.45 | 4054925932379 | 26 | 22.2 | KG | 487.795 | CDM | 1810 | 490 | 550 | MM | 84039090 | 1 |  |  | X | X | [5 empty] | B
8735100337 | Kanaal Bufferboiler 400 H1 Ju | Canal panneau Réservoir tampon 400 H1 Ju | Kanal Puffer 400 H1 Ju everp | Casing canal Buffer 400 H1 Ju packed | 61 | 815.79 | 4054925932386 | 22 | 18.2 | KG | 406.945 | CDM | 1510 | 490 | 550 | MM | 84039090 | 1 |  |  | X | X | [5 empty] | B
8735300460 | Keerklep set | Clapet anti-retour set | Rückschlagventil Set | No-Return-valve Set | 31 | 66.74 | 4057749607041 | 0.062 | 0.058 | KG | 0.108 | CDM | 60 | 60 | 30 | MM | 84039090 | 1 |  |  | X | X | [5 empty] | B
8737708565 | Afdekking (Roestvrij staal) | Couvercle (Acier inoxydable) | Blende_Edelstahl | Fascia_Stainless steel | 46 | 266.98 | 4057749763969 | 1.386 | 1.176 | KG | 2.59 | CDM | 370 | 350 | 20 | MM | 84039090 | 1 |  |  | X | X | [5 empty] | B
8737710961 | Afdekking (Toegang installateur) | Cache (Accès installateur) | Verschlussdeckel oval für Revision | inspection cap oval | 25 | 32.89 | 4062321218058 | 0.029 | 0.028 | KG | 0.425 | CDM | 200 | 85 | 25 | MM | 84039090 | 1 |  |  | X | X | [5 empty] | B
8737711798 | Afdekking (Toegang installateur) | Cache (Accès installateur) | Verschlussdeckel rund für Revision | inspection cap round | 26 | 36.29 | 4062321218065 | 0.121 | 0.114 | KG | 1.88 | CDM | 200 | 200 | 47 | MM | 84039090 | 1 |  |  | X | X | [5 empty] | B
8737712647 | Deksel DN60 | Couvercle DN60 | Deckel DN 60 | Lid DN 60 | 23 | 27.22 | 4062321312725 | 0.031 | 0.029 | KG | 0.16 | CDM | 80 | 80 | 25 | MM | 39269097 | 1 |  |  | X | X | [5 empty] | B
8738805221 | Pipe adapter G1" 65lg sp | Pipe adapter G1" 65lg sp | Doppelnippel G1" 65lg everp | Pipe adapter G1" 65lg sp | 30 | 59.86 | 4057749740335 | 0.227 | 0.215 | KG | 1.5 | CDM | 150 | 100 | 100 | MM | 84039090 | 1 |  |  | X | X | [5 empty] | B
8738900979 | Aansluitplaat rookgasafvoeradapter | Adaptateur | Adapter | Adaptor plate | 24 | 29.93 | 4057749398352 | 0.125 | 0.119 | KG | 116.112 | CDM | 30 | 190 | 250 | MM | 84039090 | 1 |  |  | X | X | [5 empty] | B
T00111155A0 | Afdichting | Plaque de fermeture | Seal | Seal | 20 | 20.5 | 4051516197520 | 0.03 | 0.008 | KG | 0.057 | CDM | 135 | 140 | 10 | MM | 40169300 | 1 |  |  | X | X | [5 empty] | B
5354704 | Nippel | Rallonge complète G 1 1/4"-G1" | Doppelnippel G1 1/4"xG1" für ES2 kpl | Double nipple G 1 1/4"xG1"compl | 28 | 47.73 | 4047416018454 | 0.362 | 0.344 | KG | 1.713 | CDM | 151 | 107 | 106 | MM | 84039090 | 1 |  |  | X | X | [5 empty] | B
5354710 | Hoeksteun | COUDE G1 1/4" COMPL. ES3 | Winkel G1 1/4" für ES3 kpl | Angle G 1 1/4" ES3 | 31 | 66.74 | 4047416018485 | 0.669 | 0.569 | KG | 1.479 | CDM | 106 | 150 | 93 | MM | 84039090 | 1 |  |  | X | X | [5 empty] | B
7747104126 | Spirovent SZB 500I | Spirovent SZB 500I | Spirovent SZB 500I | Spirovent SZB 500I | 85 | 2561.95 | 4047416681498 | 12 | 10 | KG | 1003.003 | CDM | 1001 | 1001 | 1001 | MM | 84039090 | 1 |  |  | X | X | [5 empty] | B
7747105999 | Thermostat THKW 2040 | Thermostat THKW 2040 | Thermostat THKW 2040 | Thermostat THKW 2040 | 52 | 416.66 | 4047416878669 | 0.332 | 0.315 | KG | 3.51 | CDM | 195 | 150 | 120 | MM | 84039090 | 1 |  |  | X | X | [5 empty] | B
7747204097 | GL Manifold bar GAG/MR20-3 4522254330 | GL Manifold bar GAG/MR20-3 4522254330 | Verteilerbalken GAG/MR 20-3 | GL Manifold bar GAG/MR20-3 4522254330 | 46 | 266.98 | 4047416317908 | 2.2 | 2 | KG | 1003.003 | CDM | 1001 | 1001 | 1001 | MM | 84039090 | 1 |  |  | X | X | [5 empty] | B
82325500 | LSE Veiligheidsklep R1/2", 2,5bar | LSE Soupape de sécurité R1/2", 2,5bar | LSE Sicherheitsventil R1/2 2,5bar SV 2,5 | LSE Safety valve R1/2", 2,5bar | 28 | 47.73 | 4062321262006 | 0.188 | 0.178 | KG | 0.131 | CDM | 75 | 50 | 35 | MM | 84039090 | 1 |  |  | X | X | [5 empty] | B
87113011210 | Beugel 100 | Collier de serrage 100 | Clamp 100 | Clamp 100 | 26 | 36.29 | 4047416340579 | 0.164 | 0.154 | KG | 0.704 | CDM | 220 | 160 | 20 | MM | 73269098 | 1 |  |  | X | X | [5 empty] | B
87182239380 | Warmte-isolatie | Isolation thermique | Wärmedämmung kpl. | Insulation | 38 | 122.17 | 4047416697031 | 0.6 | 0.51 | KG | 0.027 | M3 | 370 | 280 | 235 | MM | 84039090 | 1 |  |  | X | X | [5 empty] | B
87182239820 | Afsluitkraan | Vanne d'arrêt | Absperrhahn | Shutoff valve | 38 | 122.17 | 4047416697147 | 0.429 | 0.407 | KG | 1.575 | CDM | 150 | 105 | 100 | MM | 84039090 | 1 |  |  | X | X | [5 empty] | B
87182239890 | Isolatie | Isolation thermique | Wärmedämmung kpl. | Insulation | 37 | 112.45 | 4047416697154 | 3.1 | 2.8 | KG | 110 | CDM | 550 | 500 | 400 | MM | 84039090 | 1 |  |  | X | X | [5 empty] | B
87183108810 | kabel 2m | câble 2m | Kabel 2m | 3-way valve Motor EMV110M Valv Cable 2m | 25 | 32.89 | 4051516122904 | 0.12 | 0.11 | KG | 1.105 | CDM | 170 | 130 | 50 | MM | 84039090 | 1 |  |  | X | X | [5 empty] | B
87185306690 | Bracket solar bracket | Halterung-Solarhalter | Halterung-Solarhalter | Bracket solar bracket | 32 | 73.62 | 4047416746197 | 0.05 | 0.045 | KG | 0.304 | CDM | 150 | 45 | 45 | MM | 84039090 | 1 |  |  | X | X | [5 empty] | B
87185334340 | Ventiel 1" | Vanne 1" | Ventil 1" | Valve 1" | 43 | 202.26 | 4051516781590 | 1.1 | 1 | KG | 1.62 | CDM | 130 | 137 | 90 | MM | 84039090 | 1 |  |  | X | X | [5 empty] | B
87186687810 | Raccordo intermedio | Entretoise | Zwischenstück CH ADG | Adaptor CH expansion vessel plug in | 21 | 22.92 | 4054925897340 | 0.083 | 0.078 | KG | 0.162 | CDM | 90 | 60 | 30 | MM | 84039090 | 1 |  |  | X | X | [5 empty] | B
87186691360 | Tubo | Tube | Rohr DCW horizontal | pipe DCW horizontal | 38 | 122.17 | 4054925943504 | 0.155 | 0.141 | KG | 1.014 | CDM | 520 | 65 | 30 | MM | 84039090 | 1 |  |  | X | X | [5 empty] | B
8737711688 | Pakking DN110 | Joint DN110 | Dichtung D110 | Seal D110 | 25 | 32.89 | 4062321205164 | 0.043 | 0.04 | KG | 0.273 | CDM | 135 | 135 | 15 | MM | 84039090 | 1 |  |  | X | X | [5 empty] | B
8737711691 | Lipring DN125 | Joint DN125 | Dichtung DN125 | Seal DN125 | 16 | 12.66 | 4062321205195 | 0.033 | 0.031 | KG | 0.196 | CDM | 140 | 140 | 10 | MM | 84039090 | 1 |  |  | X | X | [5 empty] | B
8737711693 | Pakking DN80 | Joint DN80 | Dichtung D80 | Seal D80 | 15 | 10.93 | 4062321205218 | 0.082 | 0.077 | KG | 0.065 | CDM | 90 | 90 | 8 | MM | 84039090 | 1 |  |  | X | X | [5 empty] | B
8738900750 | Afdekplaat GB162 45KW | Cache GB162 45KW | Blende GB162 45KW | Underboiler Cover GB162 45KW | 40 | 145.62 | 4057749211361 | 3.5 | 3.3 | KG | 64.802 | CDM | 536 | 285 | 425 | MM | 84039090 | 1 |  |  | X | X | [5 empty] | B
8738900752 | Inspuiter 2,48 mm | Injecteur 2,48 mm | Düse 2,48 mm | Nozzle 2,48 mm | 26 | 36.29 | 4057749211385 | 0.074 | 0.07 | KG | 0.475 | CDM | 230 | 190 | 25 | MM | 84039090 | 1 |  |  | X | X | [5 empty] | B
8738900753 | Inspuiter 3,80 mm | Injecteur 3,80 mm | Düse 3,80 mm | Nozzle 3,80 mm | 27 | 42.05 | 4057749211392 | 0.076 | 0.073 | KG | 0.475 | CDM | 245 | 200 | 25 | MM | 84039090 | 1 |  |  | X | X | [5 empty] | B
8738900755 | Inspuiter 4,85 mm | Injecteur 4,85 mm | Düse 4,85 mm | Nozzle 4,85 mm | 19 | 18.48 | 4057749211415 | 0.076 | 0.073 | KG | 0.475 | CDM | 205 | 150 | 25 | MM | 84039090 | 1 |  |  | X | X | [5 empty] | B
8738900768 | Inspuiter 2,35 mm | Injecteur 2,35 mm | Düse 2,35 mm | Nozzle 2,35 mm | 25 | 32.89 | 4057749211545 | 0.051 | 0.05 | KG | 0.317 | CDM | 25 | 25 | 30 | MM | 84039090 | 1 |  |  | X | X | [5 empty] | B
8738900769 | Inspuiter 3,95 mm | Injecteur 3,95 mm | Düse 3,95 mm | Nozzle 3,95 mm | 21 | 22.92 | 4057749211552 | 0.05 | 0.047 | KG | 0.026 | CDM | 35 | 50 | 15 | MM | 84039090 | 1 |  |  | X | X | [5 empty] | B
8738900771 | Inspuiter 4,65 mm | Injecteur 4,65 mm | Düse 4,65 mm | Nozzle 4,65 mm | 26 | 36.29 | 4057749211576 | 0.051 | 0.05 | KG | 0.317 | CDM | 111 | 180 | 16 | MM | 84039090 | 1 |  |  | X | X | [5 empty] | B
8738901312 | T-stuk 28x28x28 | raccord en T 28x28x28 | T-Stück 28x28x28 | Tee 28x28x28 | 29 | 53.54 | 4057749894847 | 0.032 | 0.03 | KG | 0.594 | CDM | 110 | 180 | 30 | MM | 84039090 | 1 |  |  | X | X | [5 empty] | B
87397127110 | Draaibek 200 mm | Bec déverseur 200mm | Schwenkauslauf 200mm | Turning outlet 200mm | 28 | 47.73 | 4010009532750 | 0.175 | 0.166 | KG | 2.205 | CDM | 35 | 210 | 300 | MM | 84039090 | 1 |  |  | X | X | [5 empty] | B
87397127120 | Pijp | Tube | Rohr | Pipe | 34 | 87.65 | 4010009532767 | 0.05 | 0.048 | KG | 0.225 | CDM | 100 | 90 | 25 | MM | 84039090 | 1 |  |  | X | X | [5 empty] | B
87485110030 | Strip | Barre | Schiene | Bar | 38 | 122.17 | 4010009082705 | 2.72 | 1.59 | KG | 35.244 | CDM | 90 | 18 | 2220 | MM | 84039090 | 1 |  |  | X | X | [5 empty] | B
63007547 | Flexibele leiding DN16x330 | Tuyau flexible métallique DN16x330 | Metallwellschlauch DN16x330 S-flex everp | Metal corrugated hose DN16x330 incl. | 28 | 47.73 | 4047416056579 | 0.249 | 0.236 | KG | 10.332 | CDM | 350 | 120 | 70 | MM | 84039090 | 1 |  |  | X | X | [5 empty] | B
63015295 | Wartelmoer G 1", D25,3x17,5 Ms | ECROU RACCORD 1"D25,3x17,5MS | Überwurfmutter G1D25,3x17,5 Ms everp | Union nut G 1", D25,3x17,5 MS | 23 | 27.22 | 4047416061832 | 0.069 | 0.066 | KG | 160.82 | CCM | 45 | 60 | 17 | MM | 84039090 | 1 |  |  | X | X | [5 empty] | B
63033396 | Isolatie | Isolation système d'échangeur | Wärmeschutz Wärmetauscher-Systemtre verp | Thermal insulation Heat exchanger system | 36 | 102.88 | 4047416074566 | 0.359 | 0.341 | KG | 15.057 | CDM | 320 | 210 | 215 | MM | 84039090 | 1 |  |  | X | X | [5 empty] | B
7096260 | SYPHON | Geruchsverschluss 19/29/40 | Geruchsverschluss 19/29/40 | SYPHON | 19 | 18.48 | 4047416092836 | 0.102 | 0.097 | KG | 0.916 | CDM | 145 | 89 | 71 | MM | 84039090 | 1 |  |  | X | X | [5 empty] | B
73171S | Dubbele nippel 1/2" (2 x) | Double nipple 1/2" (2 pc) | Doppelnippel 1/2" (2 st) | Double nipple 1/2" (2 pc) | 27 | 42.05 | 4051516149055 | 0.145 | 0.143 | KG | 0.198 | CDM | 110 | 180 | 10 | MM | 84039090 | 1 |  |  | X | X | [5 empty] | B
7736701241 | Conc.buis 80/125 500 mm Ral 9016 | FUMIS ELT DROIT 80/125 500mm ALU | Rohr konzentr DN80/125 L=500 01 | Concentric Tube DN80/125 L500 | 37 | 112.45 | 4057749147028 | 1.349 | 1.146 | KG | 10.71 | CDM | 510 | 150 | 140 | MM | 84039090 | 1 |  |  | X | X | [5 empty] | B
7736701242 | Conc.buis 80/125 1000 mm Ral 9016 | Fumis elt droit 80/125 1000mm alu | Rohr konzentr DN80/125 L=1000 01 | Concentric Tube DN80/125 L1000 | 40 | 145.62 | 4057749148599 | 2.587 | 2.198 | KG | 21 | CDM | 1000 | 140 | 150 | MM | 84039090 | 1 |  |  | X | X | [5 empty] | B
7736701243 | Conc.buis 80/125 afkortb.500 mm RAL9016 | Fumis elt droit telesc 80/125 500mm alu | Rohr konzentr kürzb DN80/125 L=500 01 | Concentric Tube DN80/125 Cuttable L500 | 37 | 112.45 | 4057749148605 | 1.337 | 1.136 | KG | 9.604 | CDM | 490 | 140 | 140 | MM | 84039090 | 1 |  |  | X | X | [5 empty] | B
7736701244 | Conc.bocht 80/125 87-90° Ral 9016 | FUMIS COUDE 90º 80/125 ALU | Konz. Bogen 87 Grad, DN 80/125 | Concentric bend 90' DN80/125 | 39 | 132.96 | 4057749148612 | 1.208 | 1.026 | KG | 10.374 | CDM | 380 | 210 | 130 | MM | 84039090 | 1 |  |  | X | X | [5 empty] | B
7736701245 | Concentrisch T-stuk 80/125 87-90gr | Fumis t de visite 80/125 alu | Rev T-Durchgangstück DN80/125 konzent01 | Concentric Tee DN80/125 | 43 | 202.26 | 4057749148629 | 1.325 | 1.126 | KG | 8.294 | CDM | 290 | 220 | 130 | MM | 76090000 | 1 |  |  | X | X | [5 empty] | B
87182239010 | Afdekplaat midden lins opstaand | Tôle de protection | Eindeckblech mi li senkr. 1 Koll | Covering sheet mi le vert 1Kol | 47 | 291.25 | 4047416742007 | 2.5 | 2 | KG | 27.17 | CDM | 950 | 260 | 110 | MM | 76109090 | 1 |  |  | X | X | [5 empty] | B
87185310900 | Houder | Support | Halterung | Bracket | 32 | 73.62 | 4051516071035 | 0.741 | 0.551 | KG | 0.035 | HL | 350 | 100 | 100 | MM | 84039090 | 1 |  |  | X | X | [5 empty] | B
87185310970 | Hoeksteun-hoekframe 45° | Angle_Cadre d'angle 45° | Winkel_ Winkelrahmen 45° | Angle L-Angle | 51 | 384.3 | 4051516071103 | 8.72 | 8.719 | KG | 0.537 | HL | 599 | 40 | 1400 | MM | 84039090 | 1 |  |  | X | X | [5 empty] | B
87185317110 | Afdekplaat Boven midden | tôle de protection haut milieu | Eindeckblech oben mitte | Cover top middle | 50 | 357.33 | 4051516267858 | 5.391 | 4.582 | KG | 125.197 | CDM | 515 | 110 | 2210 | MM | 84039090 | 1 |  |  | X | X | [5 empty] | B
87185317150 | Afdekplaat Boven midden | tôle de protection haut milieu | Eindeckblech oben mitte | Cover top middle | 53 | 453.07 | 4051516267896 | 5 | 4.5 | KG | 0.11 | M3 | 500 | 100 | 2200 | MM | 84039090 | 1 |  |  | X | X | [5 empty] | B
87185317160 | Afdekplaat Boven Links | Tôle de couverture supérieure, milieu | Eindeckblech oben links | Cover top left | 51 | 384.3 | 4051516267902 | 5 | 4.5 | KG | 0.795 | HL | 500 | 100 | 1590 | MM | 84039090 | 1 |  |  | X | X | [5 empty] | B
87185317220 | Afdekplaat Rechts Onder | tôle de protection droite bas | Eindeckblech rechts unten | Cover bottom right | 42 | 182.04 | 4051516267964 | 2 | 1.7 | KG | 19.76 | CDM | 160 | 95 | 1300 | MM | 76109090 | 1 |  |  | X | X | [5 empty] | B
87185317260 | Afdekplaat Rechts Onder | tôle de protection droite bas | Eindeckblech rechts unten | Cover right bottom | 42 | 182.04 | 4051516267995 | 2 | 1.7 | KG | 19.76 | CDM | 160 | 95 | 1300 | MM | 84039090 | 1 |  |  | X | X | [5 empty] | B
87185318830 | Afdekplaat Boven Links | tôle de protection haut gauche | Eindeckblech oben links | Cover top left | 50 | 357.33 | 4051516268503 | 3.826 | 3.252 | KG | 77.765 | CDM | 515 | 100 | 1510 | MM | 84039090 | 1 |  |  | X | X | [5 empty] | B
87185333180 | Dekplaat Boven midden | tôle de recouvrement haut milieu | Eindeckblech oben mitte | Cover top middle | 53 | 453.07 | 4051516822125 | 3.5 | 3 | KG | 79.5 | CDM | 2150 | 460 | 100 | MM | 76109090 | 1 |  |  | X | X | [5 empty] | B
87185333190 | Dekplaat Boven Links | tôle de recouvrement haut gauche | Eindeckblech oben links | Cover top left | 54 | 493.52 | 4051516822132 | 3.5 | 3 | KG | 79.5 | CDM | 1590 | 500 | 100 | MM | 76109090 | 1 |  |  | X | X | [5 empty] | B
87185923370 | extra ondersteuning plat dak horizontaal | Zusatzstütze FD waagr | Zusatzstütze FD waagr | additional support flat roof horiz | 43 | 202.26 | 4054925172041 | 3.101 | 3 | KG | 15.032 | CDM | 1193 | 140 | 90 | MM | 84039090 | 1 |  |  | X | X | [5 empty] | B
8718600107 | Afdekplaat D350 | Cache D350 | Abdeckblende D350 | Plate wall finish. ST.ST. D350 | 37 | 112.45 | 4047416140100 | 0.81 | 0.67 | KG | 1.213 | HL | 495 | 510 | 145 | MM | 84039090 | 1 |  |  | X | X | [5 empty] | B
8737711690 | Pakking DN160 | Joint DN160 | Dichtung DN160 | Seal DN160 | 15 | 10.93 | 4062321205188 | 0.025 | 0.023 | KG | 0.231 | CDM | 170 | 170 | 8 | MM | 40169300 | 1 |  |  | X | X | [5 empty] | B
8737713332 | Lipring DN125 | Joint DN125 | Lippendichtung DN125 | Lip seal DN125 | 22 | 24.96 | 4062321455866 | 0.045 | 0.029 | KG | 0.768 | CDM | 135 | 135 | 15 | MM | 84039090 | 1 |  |  | X | X | [5 empty] | B
8737713333 | Deksel DN110 | Couvercle DN110 | Deckel DN110 | Cover DN110 | 24 | 29.93 | 4062321455873 | 0.089 | 0.064 | KG | 1.92 | CDM | 117 | 117 | 28 | MM | 84039090 | 1 |  |  | X | X | [5 empty] | B
8737713344 | Verzamel buis DN110/160 lang | Tube collecteur DN110/160 longue | Sammelrohr DN110/160 lang | Collecting pipe DN110/160 long | 37 | 112.45 | 4062321456382 | 1.489 | 0.631 | KG | 44.16 | CDM | 610 | 240 | 350 | MM | 84039090 | 1 |  |  | X | X | [5 empty] | B
8737713347 | Rookgasinspectie T-stuk DN110 lang | Coude avec trappe DN110 longue | Revisionsbogen DN110 lang | Flue Inspection DN110 long | 32 | 73.62 | 4062321456412 | 0.708 | 0.425 | KG | 10.164 | CDM | 340 | 230 | 165 | MM | 84039090 | 1 |  |  | X | X | [5 empty] | B
8737713352 | Verzamel buis DN160/110 lang | Tube collecteur DN160/110 longue | Sammelrohr DN160/110 lang | Collecting pipe DN160/110 long | 40 | 145.62 | 4062321456467 | 2.443 | 2.077 | KG | 76.122 | CDM | 630 | 390 | 360 | MM | 84039090 | 1 |  |  | X | X | [5 empty] | B
8737713355 | Verzamel buis DN200/110 lang | Tube collecteur DN200/110 longue | Sammelrohr DN200/110 lang | Collecting pipe DN200/110 long | 43 | 202.26 | 4062321456498 | 3.096 | 1.469 | KG | 76.122 | CDM | 640 | 395 | 355 | MM | 84039090 | 1 |  |  | X | X | [5 empty] | B
63002822 | Dubbele nippel G1"xG1" 51mm | Nipple double G1xG1 51lg | Doppelnippel G1xG1 51lg everp | Double nipple G1 | 32 | 73.62 | 4047416053424 | 0.16 | 0.152 | KG | 0.27 | CDM | 90 | 60 | 50 | MM | 84039090 | 1 |  |  | X | X | [5 empty] | B
63015072 | Beschermkapje | Bouchon G1 1/4x17 avec joint | Kappe G11/4x17 everp | Cap G1 1/4x17 with Gasket | 27 | 42.05 | 4047416061207 | 0.091 | 0.086 | KG | 0.119 | CDM | 90 | 60 | 22 | MM | 84039090 | 1 |  |  | X | X | [5 empty] | B
63033419 | Reduceerstuk | Réduction G1 1/4 AGxG 3/4 IG | Reduzierstück G1 1/4 AGxG 3/4 IG everp | Reducing piece G1 1/4 AGxG 3/4 IG | 36 | 102.88 | 4047416074634 | 0.474 | 0.45 | KG | 1.65 | CDM | 150 | 110 | 100 | MM | 84039090 | 1 |  |  | X | X | [5 empty] | B
67903097 | Slang DN25 950mm | Tuyau metal flexible DN25 L950mm | Metallwellschlauch DN25 950mm everp | Metal corrugated hose DN 25 950mm lg | 39 | 132.96 | 4047416087955 | 0.669 | 0.568 | KG | 11.722 | CDM | 985 | 170 | 70 | MM | 84039090 | 1 |  |  | X | X | [5 empty] | B
7736601221 | Isolatie WHY DN25 traverso | ISOLATION WHY DN25 TRANSVERALE | Wärmeschutz WHY DN25 quer everp | Insulation WHY DN25 aslant packed | 37 | 112.45 | 4054925828818 | 0.414 | 0.393 | KG | 13.671 | CDM | 310 | 210 | 210 | MM | 84039090 | 1 |  |  | X | X | [5 empty] | B
7736604092 | K+W MUK-DK DN160 motor | K+W MUK-DK 160 moteur | K+W MUK-DK DN160 motor. everp | Flap K+W MUK-DK DN160 | 79 | 1955.19 | 4062321169954 | 2.684 | 2.281 | KG | 23.78 | CDM | 410 | 290 | 200 | MM | 84039090 | 1 |  |  | X | X | [5 empty] | B
7736604093 | K+W MUK-DK DN200 motor | K+W MUK-DK DN200 moteur | K+W MUK-DK DN200 motor. everp | Flap K+W MUK-DK DN200 | 81 | 2143.96 | 4062321169961 | 3.034 | 2.578 | KG | 21.06 | CDM | 390 | 225 | 240 | MM | 84039090 | 1 |  |  | X | X | [5 empty] | B
87185332620 | pomp E3 vario 4-27W | circulateur E3 vario 4-27W | ET Zirkulationspumpe | Pump circulation E3 vario 4-27W | 53 | 453.07 | 4051516774639 | 0.976 | 0.829 | KG | 7.904 | CDM | 380 | 160 | 130 | MM | 84039090 | 1 |  |  | X | X | [5 empty] | B
87185333210 | dekplaat Boven midden | tôle de recouvrement haut milieu | Eindeckblech oben mitte | Cover top middle | 57 | 632.4 | 4051516822156 | 3.5 | 3 | KG | 79.5 | CDM | 1590 | 500 | 100 | MM | 76109090 | 1 |  |  | X | X | [5 empty] | B
8718583158 | Aanvoerleiding verticaal Boi-Cyl135-200 | Tube départ vertical Boi-Cyl 135-200 | Vorlaufrohr senkr Kes-Sp 135-200 everp | Pipe flow vertical Boi- Cyl 135-200 | 43 | 202.26 | 4051516209278 | 1.5 | 0.8 | KG | 4.2 | CDM | 700 | 100 | 60 | MM | 84039090 | 1 |  |  | X | X | [5 empty] | B
8718588631 | Buis | Tuyau pour bride 3/4 DN200 | Rohrstück Anschluss 3/4 DN200 everp | Pipe Connection 3/4 DN200 | 52 | 416.66 | 4051516775650 | 2.15 | 1.827 | KG | 38.459 | CDM | 455 | 345 | 245 | MM | 84039090 | 1 |  |  | X | X | [5 empty] | B
87185919610 | boileraansluiting boven | raccord ballon haut | Speicheranschluss-Rohr oben mit Iso. | cylinder connection top with insulation | 39 | 132.96 | 4054925276688 | 0.504 | 0.428 | KG | 7.796 | CDM | 378 | 165 | 125 | MM | 74111090 | 1 |  |  | X | X | [5 empty] | B
8718593267 | Aansluitbuis BSS1 | Tuyau de raccordement BSS1 | Anschlussrohr BSS1 everp | Connector pipe BSS1 packed | 38 | 122.17 | 4054925239409 | 0.668 | 0.567 | KG | 11.346 | CDM | 305 | 310 | 120 | MM | 84039090 | 1 |  |  | X | X | [5 empty] | B
8718593268 | Aanvoerleiding BCS20 | Tube départ BCS20 | Vorlaufrohr BCS20 everp | Flow pipe BCS20 packed | 35 | 95.06 | 4054925239416 | 0.868 | 0.737 | KG | 10.571 | CDM | 310 | 310 | 110 | MM | 84039090 | 1 |  |  | X | X | [5 empty] | B
8718593277 | Buis 385mm BCC27-HE | Tube 385mm BCC27-HE | Rohr 385 mm Zusatzpaket BCC27-HE everp | Pipe 385 mm additional BCC27-HE packed | 36 | 102.88 | 4054925239492 | 0.75 | 0.65 | KG | 6.363 | CDM | 500 | 150 | 120 | MM | 84039090 | 1 |  |  | X | X | [5 empty] | B
8718593278 | Retourleiding toevoeging BCS21 | Tube retour additif BCS21 | Rücklaufrohr Zusatz BCS21 everp | Return pipe additional BCS21 packed | 41 | 160.45 | 4054925239508 | 1.2 | 1.1 | KG | 8.693 | CDM | 300 | 310 | 120 | MM | 84039090 | 1 |  |  | X | X | [5 empty] | B
8718593279 | Dubbele nippel G1" 137,5mm | Raccord double G1" 137,5mm | Doppelnippel G1" 137,5 mm everp | Nipple double G1 137,5 mm packed | 38 | 122.17 | 4054925239515 | 0.361 | 0.342 | KG | 1.65 | CDM | 150 | 110 | 100 | MM | 84039090 | 1 |  |  | X | X | [5 empty] | B
8718600091 | Schacktbedekking D250 | Couvercle de trémie D250 | Schachtabdeckung D250 | Cover CHIMNEY D250 | 54 | 493.52 | 4047416139944 | 5.71 | 4.69 | KG | 0.758 | HL | 780 | 600 | 280 | MM | 84039090 | 1 |  |  | X | X | [5 empty] | B
8732904834 | Afvoerbuis | Conduit d'évacuation | Ablaufrohr | Drain pipe | 29 | 53.54 | 4057749083098 | 0.025 | 0.023 | KG | 0.315 | CDM | 90 | 70 | 50 | MM | 84039090 | 1 |  |  | X | X | [5 empty] | B
8732938883 | RGA-collector DN110/DN125 | Collecteur de fumées DN110/DN125 | Abgassammler Kaskade DN110/DN125 everp | Collector drain flue gas DN110/DN125 | 44 | 222.48 | 4062321243814 | 2.085 | 1.772 | KG | 91.908 | CDM | 1110 | 240 | 345 | MM | 84039090 | 1 |  |  | X | X | [5 empty] | B
8732938884 | RGA-collector DN160/DN160 | Collecteur de fumées DN160/DN160 | Abgassammler Kaskade DN160/DN160 everp | Collector drain flue gas DN160/DN160 | 45 | 244.05 | 4062321243821 | 2.627 | 2.232 | KG | 95.183 | CDM | 1110 | 245 | 350 | MM | 84039090 | 1 |  |  | X | X | [5 empty] | B
8737712194 | Afdekking DN125 | Plaque DN125 | Blende DN 125 | Cover DN 125 | 30 | 59.86 | 4062321312572 | 0.18 | 0.171 | KG | 0.306 | CDM | 170 | 180 | 10 | MM | 73269098 | 1 |  |  | X | X | [5 empty] | B
8738215188 | Schroevenset | Jeu des vis | Screw kit SP wall mount | Screw kit | 30 | 59.86 | 4062321868024 | 0.605 | 0.5 | KG | 0.729 | CDM | 180 | 90 | 45 | MM | 73181582 | 1 |  |  | X | X | [5 empty] | B
8738803149 | Isolatie PWT 28 packed | Isolation PWT 28 packed | Wärmeschutz PWT 28 everp | Insulation PWT 28 packed | 36 | 102.88 | 4054925909142 | 0.359 | 0.341 | KG | 10.962 | CDM | 315 | 210 | 210 | MM | 84039090 | 1 |  |  | X | X | [5 empty] | B
8738803520 | Inlaatcombinatie rechts | Groupe de sécurité droite | Sicherheitsgruppe rechts kpl everp | Safety equipment right | 42 | 182.04 | 4057749087003 | 0.667 | 0.566 | KG | 2.248 | CDM | 185 | 135 | 90 | MM | 84039090 | 1 |  |  | X | X | [5 empty] | B
8738804076 | Aanvoerleiding verticaal cv-toestel boil | Tuyau de départ vertical chaudière ba V2 | Vorl.Rohr senkr Kessel Speicher V2 everp | Pipe flow vertical boiler tank V | 43 | 202.26 | 4057749373366 | 1.256 | 1.067 | KG | 18.684 | CDM | 708 | 203 | 130 | MM | 73069000 | 1 |  |  | X | X | [5 empty] | B
8738806490 | Geleidbaarheidssonde met kabel / tule | Sonde de conductivité avec câble / passe | VES Leitfähigkeitssonde kpl. everp | Conductivity sensor cpl. sp. | 53 | 453.07 | 4062321029296 | 0.1 | 0.08 | KG | 3.675 | CDM | 150 | 130 | 65 | MM | 84039090 | 1 |  |  | X | X | [5 empty] | B
8738808158 | Isolatie voor / achter | Isolation avant / arrière | Isolierung vorne / hinten everp | Insulation front / behind packed | 42 | 182.04 | 4062321626907 | 2.176 | 1.849 | KG | 87.222 | CDM | 555 | 465 | 330 | MM | 39269097 | 1 |  |  | X | X | [5 empty] | B
8738900641 | Vervanging Aansluitset Aquapower Plus | Remplacement Kit de Connexion T40S | Austausch Anschluss-Set T40S | Replacement connection Set T40S | 41 | 160.45 | 4054925962000 | 5 | 4.4 | KG | 58.46 | CDM | 790 | 370 | 200 | MM | 84039090 | 1 |  |  | X | X | [5 empty] | B
8716122719 | Module xCU | Module | Modul xCU | Module xCU | 50 | 357.33 | 4062321835316 | 0.56 | 0.451 | KG | 4.447 | CDM | 245 | 330 | 55 | MM | 84039090 | 1 |  |  | X | X | [5 empty] | B
87182256370 | Afvoerbuis overdrukventiel | Tuyau flexible | Wellrohr | corrugated pipe | 15 | 10.93 | 4047416771083 | 0.062 | 0.058 | KG | 0.595 | CDM | 315 | 230 | 20 | MM | 84039090 | 1 |  |  | X | X | [5 empty] | B
8737604420 | Manometer | Manomètre | Manometer | Pressure gauge | 20 | 20.5 | 4062321702731 | 0.055 | 0.052 | KG | 0.845 | CDM | 120 | 220 | 32 | MM | 84039090 | 1 |  |  | X | X | [5 empty] | B
8737606184 | Schroef M5x40 Tx25 (10x) | Vis M5x40 Tx25 (10x) | Schraube M5x40 Tx25 (10x) | Screw M5x40 Tx25 (10x) | 12 | 6.06 | 4069143179369 | 0.08 | 0.06 | KG | 0.211 | CDM | 120 | 8 | 220 | MM | 84039090 | 10 |  |  | X | X | [5 empty] | B
8737713711 | Borgveer 18mm (10x) | Epingle 18mm (10x) | Haltefeder 18mm (10x) | Clip 18mm (10x) | 12 | 6.06 | 4062321545086 | 0.022 | 0.02 | KG | 0.08 | CDM | 100 | 80 | 10 | MM | 73209090 | 10 |  |  | X | X | [5 empty] | B
8737718375 | Connector XCU T0 2p. groengeel | Connecteur XCU T0 2p. YellowGreen | Anschlussklemme XCU T0 2p. YellowGrn | Connector XCU T0 2p. YellowGrn | 12 | 6.06 | 4062321986261 | 0.05 | 0.04 | KG | 0.004 | CDM | 25 | 10 | 16 | MM | 84039090 | 1 |  |  | X | X | [5 empty] | B
8737718376 | Connector XCU T1 2p. blauw | Connecteur XCU T1 2p. SignalBlue | Anschlussklemme XCU T1 2p. SignalBlue | Connector XCU T1 2p. SignalBlue | 12 | 6.06 | 4062321986278 | 0.05 | 0.04 | KG | 0.004 | CDM | 25 | 10 | 16 | MM | 84039090 | 1 |  |  | X | X | [5 empty] | B
8738215952 | Mengventiel | Vanne mélangeuse | Mischerventil | Mixing valve | 49 | 335.74 | 4062321994143 | 0.75 | 0.58 | KG | 3.333 | CDM | 100 | 155 | 215 | MM | 84039090 | 1 |  |  | X | X | [5 empty] | B
8738216135 | Expansieventiel TS1024-078-RK | Détendeur TS1024-078-RK | Expansionsventil TS1024-078-RK | Expansion valve TS1024-078-RK | 27 | 42.05 | 4069143168905 | 0.137 | 0.096 | KG | 0.741 | CDM | 130 | 100 | 57 | MM | 84039090 | 1 |  |  | X | X | [5 empty] | B
8738216136 | Simplex strainer | Filtre Pour Réfrigérant | Filter (Refrigerant) | Filter strainer refrigerant | 22 | 24.96 | 4069143166642 | 0.042 | 0.04 | KG | 0.21 | CDM | 70 | 100 | 30 | MM | 84213985 | 1 |  |  | X | X | [5 empty] | B
8738216137 | Ventiel Schrader 7/16" | Vanne Schrader 7/16" | Ventil Schrader 7/16" | Valve Schrader 7/16" | 24 | 29.93 | 4069143182468 | 0.09 | 0.08 | KG | 0.45 | CDM | 100 | 150 | 30 | MM | 84039090 | 1 |  |  | X | X | [5 empty] | B
8738216172 | Naald insert schraderventiel | Cartouche De Vanne | Einsatz (Ventil) | Pin Needle Insert Schrader Valve | 16 | 12.66 | 4069143182475 | 0.011 | 0.01 | KG | 0.07 | CDM | 70 | 100 | 10 | MM | 84039090 | 1 |  |  | X | X | [5 empty] | B
8738216218 | Expansieventiel DPF(TS1)1.65C-90 | Détendeur DPF(TS1)1.65C-90 | Expansionsventil DPF(TS1)1.65C-90 | Expansion valve DPF(TS1)1.65C-90 | 27 | 42.05 | 4069143164822 | 0.07 | 0.03 | KG | 0.741 | CDM | 130 | 100 | 57 | MM | 84039090 | 1 |  |  | X | X | [5 empty] | B
8738216472 | Clipmoer M5 (10x) | Ecrou en pince M5 (10x) | Ecrou en pince M5 (10x) | Schnappmutter M5 (10x) | 23 | 27.22 | 4069143186640 | 0.051 | 0.05 | KG | 0.14 | CDM | 70 | 100 | 20 | MM | 73181692 | 10 |  |  | X | X | [5 empty] | B
87045000310 | Elektroverwarming 1500 W 230V | Chauffage électrique 1500 W 230V | Elektroheizung 1500 W 230V | Electric heater 1500 W 230V | 37 | 112.45 | 4051516059033 | 1.021 | 0.867 | KG | 15.12 | CDM | 90 | 140 | 1200 | MM | 84039090 | 1 |  |  | X | X | [5 empty] | B
7735600215 | Geleidingsplaat | Tôle de guidage | Wärmeleitblech | Heat convey plate | 33 | 80.64 | 4054925895797 | 0.62 | 0.527 | KG | 12.545 | CDM | 100 | 65 | 1930 | MM | 84039090 | 1 |  |  | X | X | [5 empty] | B
8755006004 | Warmtewisselaar | Corps de chauffe | Innenkörper | Heating body | 50 | 357.33 | 4069143521007 | 2.9 | 2.4 | KG | 28.512 | CDM | 360 | 220 | 360 | MM | 84195080 | 1 |  |  | X | X | [5 empty] | B
8755006005 | Warmtewisselaar | Corps de chauffe | Innenkörper | Heating body | 52 | 416.66 | 4069143521014 | 4.1 | 3.5 | KG | 29.106 | CDM | 420 | 210 | 330 | MM | 84195080 | 1 |  |  | X | X | [5 empty] | B
8737713740 | Retourleiding | Tube retour | Rohr Ruecklauf HU2 | Pipe Return pipe HU2 | 25 | 32.89 | 4062321519568 | 0.094 | 0.089 | KG | 0.75 | CDM | 150 | 100 | 50 | MM | 74111090 | 1 |  |  | X | X | [5 empty] | B
74559 | Aanvoerleiding | Conduite nourrice | Rohr Vorlauf | Supply pipe | 24 | 29.93 | 4051516153700 | 0.35 | 0.348 | KG | 0.198 | CDM | 110 | 180 | 10 | MM | 73069000 | 1 |  |  | X | X | [5 empty] | B
87186455600 | Aansluitstuk | Raccordement | Sammler DCW | Manifold DCW | 44 | 222.48 | 4054925156461 | 0.382 | 0.362 | KG | 4.87 | CDM | 195 | 185 | 135 | MM | 84039090 | 1 |  |  | X | X | [5 empty] | B
8738216459 | Pomp set (Grundfos) | Kit de remplacement de pompe (Grundfos) | Pumpen-Set (Grundfos) | Pump Kit (Grundfos) | 23 | 27.22 | 4069143366615 | 0.22 | 0.18 | KG | 1.751 | CDM | 145 | 115 | 105 | MM | 84189990 | 1 |  |  | X | X | [5 empty] | B
8738216327 | Kabelboom HV 3ph | Faisceau de câbles HV 3ph | Kabelbaum HV 3ph | Cable harness HV 3ph | 42 | 182.04 | 4069143452189 | 0.63 | 0.55 | KG | 3.949 | CDM | 195 | 150 | 135 | MM | 85444290 | 1 |  |  | X | X | [5 empty] | B
8738216311 | Montageset (Ventilator) (BC) | Jeu de montage (Ventilateur) (BC) | Montageset (Gebläse) (BC) | Mounting set (Fan) (BC) | 20 | 20.5 | 4069143445020 | 0.044 | 0.043 | KG | 0.396 | CDM | 110 | 180 | 20 | MM | 73181595 | 1 |  |  | X | X | [5 empty] | B
8738216326 | Kabelboom 2 LV BC | Faisceau de câbles 2 LV BC | Kabelbaum 2 LV BC | Cable harness 2 LV BC | 17 | 14.44 | 4069143452172 | 0.052 | 0.01 | KG | 1.751 | CDM | 145 | 115 | 105 | MM | 85444290 | 1 |  |  | X | X | [5 empty] | B
8738216287 | Slang | Tube flexible | Schlauch | Hose | 23 | 27.22 | 4069143434826 | 0.089 | 0.088 | KG | 1.61 | CDM | 350 | 230 | 20 | MM | 40094100 | 1 |  |  | X | X | [5 empty] | B
8738216329 | Kabelboom HV 1ph | Faisceau de câbles HV 1ph | Kabelbaum HV 1ph | Cable harness HV 1ph | 41 | 160.45 | 4069143452196 | 0.63 | 0.55 | KG | 3.949 | CDM | 195 | 150 | 135 | MM | 85444290 | 1 |  |  | X | X | [5 empty] | B
8738216325 | Kabelboom HV BC | Faisceau de câbles HV BC | Kabelbaum HV BC | Cable harness HV BC | 29 | 53.54 | 4069143452165 | 0.35 | 0.29 | KG | 1.82 | CDM | 200 | 140 | 65 | MM | 85444290 | 1 |  |  | X | X | [5 empty] | B
8738810425 | Kabel SAFe MV1/MV2 330mm | Câble SAFe MV1/MV2 330mm | Leitung SAFe MV1/MV2 330mm everp | Cable SAFe MV1/MV2 330mm | 35 | 95.06 | 4069143192078 | 0.75 | 0.7 | KG | 1.125 | CDM | 150 | 150 | 50 | MM | 85444290 | 1 |  |  | X | X | [5 empty] | B
8738216302 | Omvormer RD4018B2-M BC 3-ph | Onduleur RD4018B2-M BC 3-ph | Wechselrichter RD4018B2-M BC 3-ph | Inverter RD4018B2-M BC 3-ph | 55 | 538.01 | 4069143444979 | 4.2 | 3.65 | KG | 19.319 | CDM | 384 | 234 | 215 | MM | 85044087 | 1 |  |  | X | X | [5 empty] | B
8738217065 | Koppeling (Set) 1" (Si) | Raccord (Jeu) 1" (Si) | Fitting (Set) 1" (Si) | Fitting (Kit) 1" (Si) | 22 | 24.96 | 4069143464977 | 0.191 | 0.19 | KG | 0.594 | CDM | 110 | 180 | 30 | MM | 74122000 | 1 |  |  | X | X | [5 empty] | B
7738347010 | Afstandsbediening | Télécommande | Fernbedienung | Remote Control | 17 | 14.44 | 4069143468050 | 0.1 | 0.035 | KG | 0.014 | CDM | 100 | 13 | 11 | MM | 85437090 | 1 |  |  | X | X | [5 empty] | B
7738347011 | Voeding EU | Alimentation électrique UE | Netzteil EU | Power Supply EU | 26 | 36.29 | 4069143474129 | 0.3 | 0.195 | KG | 0.118 | CDM | 81 | 47 | 31 | MM | 85444290 | 1 |  |  | X | X | [5 empty] | B
7738347013 | Stofbescherming | Protection anti-poussière | Staubschutz | Dust protection | 20 | 20.5 | 4069143468067 | 0.1 | 0.065 | KG | 34.344 | CDM | 1060 | 180 | 180 | MM | 59119099 | 1 |  |  | X | X | [5 empty] | B
8738216271 | Achterpaneel + Isolatie SC | Panneau arrière + Isolation SC | Abdeckung hinten + Isolierung SC | Back panel + insulation SC | 41 | 160.45 | 4069143452653 | 5.54 | 2.86 | KG | 77.922 | CDM | 780 | 555 | 180 | MM | 84189990 | 1 |  |  | X | X | [5 empty] | B
8738216569 | Achterpaneel + Isolatie SC | Panneau arrière + Isolation SC | Abdeckung hinten + Isolierung SC | Back panel + insulation SC | 42 | 182.04 | 4069143452660 | 5.54 | 2.86 | KG | 77.922 | CDM | 780 | 555 | 180 | MM | 84189990 | 1 |  |  | X | X | [5 empty] | B
8738216257 | Verdamper FTHE SC | Évaporateur FTHE SC | Verdampfer FTHE SC | Evaporator FTHE SC | 56 | 585.2 | 4069143453254 | 32.2 | 11 | KG | 827.6 | CDM | 1174 | 758 | 930 | MM | 84189910 | 1 |  |  | X | X | [5 empty] | B
8738217066 | Koppeling (Set) 1" | Raccord (Jeu) 1" (Hyb) | Fitting (Set) 1" (Hyb) | Fitting (Kit) 1" (Hyb) | 27 | 42.05 | 4069143464984 | 0.191 | 0.19 | KG | 0.594 | CDM | 110 | 180 | 30 | MM | 74122000 | 1 |  |  | X | X | [5 empty] | B
8738810422 | Kabel Drukverschilschakelaar 350mm | Câble Interrupteur pression 350mm | Leitung Druckschalter 350mm everp | Cable Pressure Switch 350mm | 31 | 66.74 | 4069143192016 | 0.065 | 0.06 | KG | 0.45 | CDM | 150 | 100 | 30 | MM | 85444290 | 1 |  |  | X | X | [5 empty] | B
8738810424 | Flat cable SAFe MV1 570mm | Câble plat SAFe MV1 570mm | Verbindungsleitung SAFe MV1 570mm | Flat cable SAFe MV1 570mm | 34 | 87.65 | 4069143192061 | 0.12 | 0.1 | KG | 2 | CDM | 200 | 200 | 50 | MM | 85444290 | 1 |  |  | X | X | [5 empty] | B
8738810423 | Kabel Drukverschilschakelaar 580mm | Câble Interrupteur pression 580mm | Leitung Druckschalter 580mm everp | Cable Pressure Switch 850mm | 31 | 66.74 | 4069143192054 | 0.075 | 0.07 | KG | 0.45 | CDM | 150 | 100 | 30 | MM | 85444290 | 1 |  |  | X | X | [5 empty] | B
8755003675 | Isolatie Calio Si 25-80 | Isolation Calio Si 25-80 | Isolierung Calio Si 25-80 Everp | Insulation Calio Si 25-80 sp | 40 | 145.62 | 4069143470329 | 0.218 | 0.168 | KG | 15.625 | CDM | 250 | 250 | 250 | MM | 39269097 | 1 |  |  | X | X | [5 empty] | B
7724003229 | H2 O-ring Branderkop (6x) 185-400kW | H2 Joint torique (6x) 185-400kW | H2 O-Ring Brennerkopf (6x) 185-400kW | H2 Oring Burner heat (6x) 185-400kW | 15 | 10.93 | 5061057660802 | 0.76 | 0.01 | KG | 2.304 | CDM | 240 | 240 | 40 | MM | 84039090 | 1 |  |  | X | X | [5 empty] | B
7724003230 | H2 O-ring Branderkop (6x) 145kW | H2 Joint torique (6x) 145kW | H2 O-Ring Brennerkopf (6x) 145kW | H2 Oring Burner head (6x) 145kW | 15 | 10.93 | 5061057660826 | 0.76 | 0.01 | KG | 2.304 | CDM | 240 | 240 | 40 | MM | 84039090 | 1 |  |  | X | X | [5 empty] | B
7724003231 | TDGF2 Diafragma 164mm | TDGF2 Diaphragme 164mm | TDGF2 Stauscheibe 164mm | TDGF2 Swirl plate 164mm | 56 | 585.2 | 5061057661007 | 1.25 | 0.5 | KG | 2.304 | CDM | 240 | 240 | 40 | MM | 84039090 | 1 |  |  | X | X | [5 empty] | B
7724003232 | Siemens VGD20.253 Gasregelblok | Siemens VGD20.253 Bloc gaz | Siemens VGD20.253 Gasarmatur | Siemens VGD20.253 Gas Bloc | 57 | 632.4 | 5061057660789 | 3.75 | 3.1 | KG | 32.67 | CDM | 330 | 330 | 300 | MM | 84039090 | 1 |  |  | X | X | [5 empty] | B
7724003233 | Siemens VGD20.323 Gasregelblok | Siemens VGD20.323 Gas Bloc | Siemens VGD20.323 Gasarmatur | Siemens VGD20.323 Gas valve | 57 | 632.4 | 5061057660796 | 3.75 | 3.1 | KG | 32.67 | CDM | 330 | 330 | 300 | MM | 84039090 | 1 |  |  | X | X | [5 empty] | B
7724003234 | Siemens VKP40.50 | Siemens VKP40.50 | Siemens VKP40.50 | Siemens VKP40.50 | 66 | 1078.7 | 5061057660833 | 1.85 | 1.1 | KG | 12.5 | CDM | 250 | 250 | 200 | MM | 84039090 | 1 |  |  | X | X | [5 empty] | B
7724003286 | TDG02 Branderplaat 145kW | TDG02 Plaque brûleur 145kW | TDG02 Brennerplatte 145kW | TDG02 burner plate 145kW | 63 | 930.4 | - | 5.05 | 4.3 | KG | 32.67 | CDM | 330 | 330 | 300 | MM | 84039090 | 1 |  |  | X | X | [5 empty] | B
7724003287 | TDG03 Branderplaat 185/240kW | TDG03 Plaque brûleur 185/240kW | TDG03 Brennerplatte 185/240kW | TDG03 Boiler Adaptor Plate 185/240kW | 63 | 930.4 | - | 5.05 | 4.3 | KG | 32.67 | CDM | 330 | 330 | 300 | MM | 84039090 | 1 |  |  | X | X | [5 empty] | B
7724003288 | TDG04 Branderplaat 310kW | TDG04 Plaque brûleur 310kW | TDG04 Brennerplatte 310kW Kessel | TDG04 Boiler Adaptor Plate 310kW Boiler | 63 | 930.4 | - | 5.05 | 4.3 | KG | 32.67 | CDM | 330 | 330 | 300 | MM | 84039090 | 1 |  |  | X | X | [5 empty] | B
7724003289 | TDG04 Branderplaat 400kW | TDG04 Plaque brûleur 400kW | TDG04 Brennerplatte 400kW Kessel | TDG04 Burner plate 400kW Boiler | 64 | 977.58 | 5061057661168 | 5.95 | 5.2 | KG | 32.67 | CDM | 330 | 330 | 300 | MM | 84039090 | 1 |  |  | X | X | [5 empty] | B
7724003290 | TDG05 Branderplaat 510/640kW | TDG05 Plaque brûleur 510/640kW | TDG05 Brennerplatte 510/640kW | TDG05 Burner plate 510/640kW | 66 | 1078.7 | - | 6.25 | 5.5 | KG | 67.712 | CDM | 460 | 460 | 320 | MM | 84039090 | 1 |  |  | X | X | [5 empty] | B
7724003291 | TDG2 Branderplaat 800-1200kW | TDG2 Plaque brûleur 800-1200kW | TDG2 Brennerplatte 800-1200kW | TDG2 Burner plate 800-1200kW | 67 | 1125.92 | 5061057661182 | 12.45 | 11.7 | KG | 67.712 | CDM | 460 | 460 | 320 | MM | 84039090 | 1 |  |  | X | X | [5 empty] | B
7724003208 | TDG02 Pakking Branderplaat 145kW | TDG02 Joint plaque brûleur 145kW | TDG02 Dichtung BrennerplatteKessel 145kW | TDG02 Boiler Adaptor Plate Gasket 145kW | 28 | 47.73 | 5061057660864 | 1 | 0.25 | KG | 2.304 | CDM | 240 | 240 | 40 | MM | 84039090 | 1 |  |  | X | X | [5 empty] | B
7724003209 | TDG03 Pakking Branderplaat 185/240 | TDG03 Joint plaque brûleur 185/240 | TDG03 Dichtung Brennerplatte 185/240 | TDG03 Gasket Burner plate 185/240 | 35 | 95.06 | 5061057660871 | 1.05 | 0.3 | KG | 32.67 | CDM | 330 | 330 | 300 | MM | 84039090 | 1 |  |  | X | X | [5 empty] | B
7724003210 | TDG04 Pakking Branderplaat 310/400 | TDG04 Joint plaque brûleur 310/400 | TDG04 Dichtung Brennerplatte 310/400 | TDG04 Gasket Burner plate 310/400 | 35 | 95.06 | - | 1.2 | 0.45 | KG | 32.67 | CDM | 330 | 330 | 300 | MM | 84039090 | 1 |  |  | X | X | [5 empty] | B
7724003211 | TDG05 Pakking Branderplaat 510/640 | TDG05 Joint plaque brûleur 510/640 | TDG05 Dichtung Brennerplatte 510/640 | TDG05 Gasket Burner plate 510/640 | 35 | 95.06 | 5061057660895 | 1.25 | 0.5 | KG | 67.712 | CDM | 460 | 460 | 320 | MM | 84039090 | 1 |  |  | X | X | [5 empty] | B
7724003212 | TDG2 Pakking Branderplaat cv-toestel | TDG2 Joint plaque brûleur Chaudière | TDG2 Dichtung Brennerplatte Kessel | TDG2 Boiler Adptor Plate Gasket | 40 | 145.62 | 5061057661014 | 1.25 | 0.5 | KG | 67.712 | CDM | 460 | 460 | 320 | MM | 84039090 | 1 |  |  | X | X | [5 empty] | B
7724003213 | Pakking Branderplaat TDG2 | Joint plaque Brûleur TDG2 | Dichtung Brennerplatte TDG2 | Burner Mounting Flange Gasket TDG2 | 39 | 132.96 | - | 1.25 | 0.5 | KG | 67.712 | CDM | 460 | 460 | 320 | MM | 84039090 | 1 |  |  | X | X | [5 empty] | B
7724003214 | T2.100 Branderventilator | T2.100 Ventilateur du brûleur | T2.100 Brennergebläse | T2.100 FAN IMPELLOR | 74 | 1537.17 | - | 12.05 | 11.3 | KG | 111.63 | CDM | 610 | 610 | 300 | MM | 84149000 | 1 |  |  | X | X | [5 empty] | B
7724003215 | T2.115 Branderventilator | T2.115 Ventilateur du brûleur | T2.115 Brennergebläse | T2.115 FAN IMPELLOR | 76 | 1685.5 | 5061057661106 | 13.65 | 12.9 | KG | 111.63 | CDM | 610 | 610 | 300 | MM | 84149000 | 1 |  |  | X | X | [5 empty] | B
7724003216 | T2.155 Branderventilator | T2.155 Ventilateur du brûleur | T2.155 Brennergebläse | T2.155 FAN IMPELLOR | 77 | 1766.39 | 5061057661113 | 14.35 | 13.6 | KG | 111.63 | CDM | 610 | 610 | 300 | MM | 84149000 | 1 |  |  | X | X | [5 empty] | B
7724003217 | T2.100 Brandermotor 1.1kW 400V/50Hz | T2.100 Moteur de brûleur 1.1kW 400V/50Hz | T2.100 Brennermotor 1.1kW 400V/50Hz | T2.100 Burner Motor1.1kW 400V/50Hz | 65 | 1024.8 | 5061057661021 | 12.75 | 12 | KG | 12.5 | CDM | 250 | 250 | 200 | MM | 85015220 | 1 |  |  | X | X | [5 empty] | B
7724003218 | T2.115 Brandermotor 1.5kW 400V/50Hz | T2.115 Moteur de brûleur 1.5kW 400V/50Hz | T2.115 Brennermotor 1.5kW 400V/50Hz | T2.115 Burner Motor 1.5kW 400V/50Hz | 68 | 1193.35 | 5061057661038 | 16.75 | 16 | KG | 1.877 | CDM | 19 | 260 | 380 | MM | 85015220 | 1 |  |  | X | X | [5 empty] | B
7724003219 | T2.155 Brandermotor 2.2kW 400V/50Hz | T2.155 Moteur de Brûleur 2.2kW 400V/50Hz | T2.155 Brennermotor 2.2kW 400V/50Hz | T2.155 Burner Motor 2.2kW 400V/50Hz | 60 | 775.33 | 5061057661045 | 16.75 | 16 | KG | 23.92 | CDM | 460 | 260 | 200 | MM | 85015220 | 1 |  |  | X | X | [5 empty] | B
7724003220 | Lamtec motor-pickupsensor | Lamtec Capteur de détection moteur | Lamtec Aufnahmesensor Gebläsemotor | Lamtec motor Pickup sensor | 48 | 314.16 | 5061057660819 | 1.5 | 0.5 | KG | 12.5 | CDM | 250 | 250 | 200 | MM | 84039090 | 1 |  |  | X | X | [5 empty] | B
7724003221 | Omvormer Ventilatormotor 1.5kW FC102 | Onduleur Moteur du ventilateur 1.5kW FC | Wechselrichter Gebläsemotor 1.5kW FC102 | Fan motor Inverter 1.5kW FC102 | 83 | 2359.7 | 5061057661052 | 5.65 | 4.9 | KG | 32.67 | CDM | 330 | 330 | 300 | MM | 84039090 | 1 |  |  | X | X | [5 empty] | B
7724003222 | Omvormer Ventilatormotor 2.2kW FC102 | Onduleur Moteur du ventilateur 2.2kW FC | Wechselrichter Gebläsemotor 2.2kW FC102 | Fan motor Inverter 2.2kW FC102 | 80 | 2049.57 | 5061057661069 | 5.65 | 4.9 | KG | 32.67 | CDM | 330 | 330 | 300 | MM | 84039090 | 1 |  |  | X | X | [5 empty] | B
7724003223 | Omvormer Ventilatormotor 3.0kW FC102 | Onduleur Moteur du ventilateur 3.0kW FC | Wechselrichter Gebläsemotor 3.0kW FC102 | Fan motor Inverter 3.0kW FC102 | 109 | 7901.62 | 5061057661076 | 4.75 | 4 | KG | 32.67 | CDM | 330 | 330 | 300 | MM | 84039090 | 1 |  |  | X | X | [5 empty] | B
7724003224 | TDG02 Ontstekingselektrode | TDG02 Électrode d'allumage | TDG02 Zündelektrode | TDG02 Ignition Electrode | 30 | 59.86 | 5061057661083 | 0.8 | 0.05 | KG | 2.304 | CDM | 240 | 240 | 40 | MM | 84039090 | 1 |  |  | X | X | [5 empty] | B
7724003225 | TDG03 Ontstekingselektrode | TDG03 Électrode d'allumage | TDG03 Zündelektrode | TDG03 Ignitiotn Electrode | 30 | 59.86 | 5061057660840 | 0.8 | 0.05 | KG | 2.304 | CDM | 240 | 240 | 40 | MM | 84039090 | 1 |  |  | X | X | [5 empty] | B
7724003226 | TDG04 Ontstekingselektrode | TDG04 Électrode d'allumage | TDG04 Zündelektrode | TDG04 Ignition Electrode | 30 | 59.86 | 5061057660857 | 0.8 | 0.05 | KG | 2.304 | CDM | 240 | 240 | 40 | MM | 84039090 | 1 |  |  | X | X | [5 empty] | B
7724003227 | TDG2 Ontstekingselektrode | TDG2 Électrode d'allumage | TDG2 Zündelektrode | TDG2 Ignition Electrode | 30 | 59.86 | 5061057660987 | 0.8 | 0.05 | KG | 2.304 | CDM | 240 | 240 | 40 | MM | 84039090 | 1 |  |  | X | X | [5 empty] | B
7724003228 | T2 Gaskopafdichting | T2 Joint de culasse | T2 Anschlussdichtung | T2 Gas head Seal | 13 | 7.69 | 5061057660994 | 0.76 | 0.01 | KG | 2.304 | CDM | 240 | 240 | 40 | MM | 84039090 | 1 |  |  | X | X | [5 empty] | B
8738217131 | Leiding Cu 28 136 mm | Tube Cu 28 136 mm | Rohr Cu 28 136 mm | Pipe Cu 28 136 mm | 33 | 80.64 | 4069143528150 | 930 | 480 | G | 14.08 | CDM | 440 | 320 | 100 | MM | 74111090 | 1 |  |  | X | X | [5 empty] | B
8738217134 | Leiding Cu 28 302 mm | Tube Cu 28 302 mm | Rohr Cu 28 302 mm | Pipe Cu 28 302 mm | 28 | 47.73 | 4069143528181 | 299 | 109 | G | 8.096 | CDM | 320 | 230 | 110 | MM | 74111090 | 1 |  |  | X | X | [5 empty] | B
8738217137 | Leiding Cu 28 526 mm x 462 mm | Tube Cu 28 526 mm x 462 mm | Rohr Cu 28 526 mm x 462 mm | Pipe Cu 28 526 mm x 462 mm | 36 | 102.88 | 4069143528211 | 760 | 410 | G | 14.398 | CDM | 790 | 135 | 135 | MM | 84039090 | 1 |  |  | X | X | [5 empty] | B
8738217138 | Leiding Cu 28 247 mm | Tube Cu 28 247 mm | Rohr Cu 28 247 mm | Pipe Cu 28 247 mm | 31 | 66.74 | 4069143528228 | 420 | 230 | G | 8.096 | CDM | 320 | 230 | 110 | MM | 84039090 | 1 |  |  | X | X | [5 empty] | B
8755005930 | Flens met groef PWT 2-1/2" | Bride rainurée PWT 2-1/2" | Flansch m Nut PWT 2-1/2" everp | Flange w groove PWT 2-1/2" sp | 31 | 66.74 | 4069143518229 | 1.7 | 1.4 | KG | 1.408 | CDM | 55 | 160 | 160 | MM | 84039090 | 1 |  |  | X | X | [5 empty] | B
8738216924 | L-profiel 10x10x1000 | Profilé en L 10x10x1000 | L-Profil 10x10x1000 | L-profile 10x10x1000 | 26 | 36.29 | 4069143461808 | 1.06 | 0.06 | KG | 2.6 | CDM | 1040 | 50 | 50 | MM | 84039090 | 1 |  |  | X | X | [5 empty] | B
8738217408 | Droogfilter DMB | Filtre sec DMB | Trockenfilter DMB | Dry filter DMB | 36 | 102.88 | 4069143643396 | 0.598 | 0.508 | KG | 0.778 | CDM | 190 | 63 | 65 | MM | 84039090 | 1 |  |  | X | X | [5 empty] | B
87182217400 | Afdichting | Couvercle | Abdeckung | Covering sheet | 40 | 145.62 | 4047416835327 | 4.8 | 4.08 | KG | 31.488 | CDM | 820 | 60 | 640 | MM | 84039090 | 1 |  |  | X | X | [5 empty] | B
63016384 | Glass pane 4+5 | Glass pane 4+5 | Glasscheibe 4+5 everp | Glass pane 4+5 | 56 | 585.2 | 4051516795610 | 3.425 | 2.911 | KG | 57.155 | CDM | 710 | 460 | 175 | MM | 84039090 | 1 |  |  | X | X | [5 empty] | B
87168010050 | O-ring | Joint torique D29,32x3,670 | O-Ring | O-ring | 24 | 29.93 | 4010009678861 | 0.02 | 0.01 | KG | 0.057 | CDM | 80 | 140 | 20 | MM | 84039090 | 1 |  |  | X | X | [5 empty] | B
87168037490 | afdekplaat | COLLERETTE PLASTIQ | Blende | cover | 15 | 10.93 | 4047416262604 | 0.1 | 0.08 | KG | 0.019 | CDM | 180 | 110 | 1 | MM | 84039090 | 1 |  |  | X | X | [5 empty] | B
87168071020 | Olie-inspuiter 0,55 A 60° | Gicleur type: S 0,55 A 60° | Öldüse 0,55 A 60° | Oil nozzle 0,55 A 60° | 27 | 42.05 | 4010009848776 | 0.037 | 0.035 | KG | 0.896 | CDM | 45 | 35 | 30 | MM | 84039090 | 1 |  |  | X | X | [5 empty] | B
87168125030 | Afdichting | Joint EPDM adhésif | Dichtung | Seal | 17 | 14.44 | 4047416271972 | 0.207 | 0.187 | KG | 13.64 | CDM | 270 | 200 | 20 | MM | 84039090 | 1 |  |  | X | X | [5 empty] | B
87168141390 | Klembeugel | Crochet de bridage (Châssis) | Schelle | Clip | 17 | 14.44 | 4010009716440 | 0.02 | 0.005 | KG | 0.112 | CDM | 80 | 140 | 20 | MM | 84039090 | 1 |  |  | X | X | [5 empty] | B
87168154760 | Isolatie | Isolation | Isolierung | insulation | 31 | 66.74 | 4047416275192 | 1.92 | 0.18 | KG | 122.98 | CDM | 590 | 590 | 180 | MM | 84039090 | 1 |  |  | X | X | [5 empty] | B
87168166810 | Slang | Flexible | Schlauch | Hose | 26 | 36.29 | 4010009679073 | 0.071 | 0.07 | KG | 0.782 | CDM | 230 | 320 | 20 | MM | 84039090 | 1 |  |  | X | X | [5 empty] | B
87168190590 | Binnenwerk | Bouchon blanc D.9 | Kartusche | Plug plastic | 17 | 14.44 | 4047416278315 | 0.02 | 0.01 | KG | 0.114 | CDM | 80 | 140 | 20 | MM | 84039090 | 1 |  |  | X | X | [5 empty] | B
87168204730 | Beugel | Poignée de trappe polyéthylène | Griff | Handle | 16 | 12.66 | 4047416279367 | 0.003 | 0.002 | KG | 0.02 | CDM | 110 | 140 | 20 | MM | 84039090 | 1 |  |  | X | X | [5 empty] | B
87168211830 | Voorverwarmer | Réchauffeur B20 KAV | Vorwärmer | Preheater | 56 | 585.2 | 4010009673231 | 0.29 | 0.19 | KG | 0.63 | CDM | 360 | 80 | 140 | MM | 84039090 | 1 |  |  | X | X | [5 empty] | B
87168218190 | Grampo | CLIPS SONDE THERMOMETRE | Clip | Klammer | 22 | 24.96 | 4047416280752 | 0.03 | 0.012 | KG | 0.114 | CDM | 270 | 200 | 20 | MM | 84039090 | 1 |  |  | X | X | [5 empty] | B
87168224400 | Lucht begrenzer | Bague d'air laiton | Luftbegrenzer | Air limiter | 21 | 22.92 | 4010009678700 | 0.06 | 0.035 | KG | 0.264 | CDM | 270 | 200 | 20 | MM | 84039090 | 1 |  |  | X | X | [5 empty] | B
87168247720 | Afdichting | Joint pour tube D.14/18 silicone | Dichtung | Washer | 17 | 14.44 | 4010009878193 | 0.02 | 0.01 | KG | 0.057 | CDM | 80 | 140 | 20 | MM | 84039090 | 1 |  |  | X | X | [5 empty] | B
87168265720 | Afdichting | Anneau tresse de verre D.10LG685(TVR750) | Dichtung | Seal | 28 | 47.73 | 4010009677062 | 0.02 | 0.01 | KG | 0.391 | CDM | 250 | 200 | 15 | MM | 84039090 | 1 |  |  | X | X | [5 empty] | B
87168265730 | Afdicht koord | Anneau tresse verre D.10 LG1070 (TVR750) | Dichtung | Packing twine | 31 | 66.74 | 4010009679233 | 0.35 | 0.176 | KG | 0.95 | CDM | 240 | 200 | 150 | MM | 84039090 | 1 |  |  | X | X | [5 empty] | B
87168319730 | Afstandhouder | Butée TECHNYL D.20x19 | Abstandhalter | Spacer | 18 | 16.32 | 4047416291949 | 0.015 | 0.014 | KG | 0.114 | CDM | 80 | 140 | 20 | MM | 84039090 | 1 |  |  | X | X | [5 empty] | B
87168341290 | Isolatie | ISOLANT BOUCHON BALLON | Isolierung | Insulation | 27 | 42.05 | 4047416294544 | 0.27 | 0.256 | KG | 7.283 | CDM | 245 | 205 | 145 | MM | 84039090 | 1 |  |  | X | X | [5 empty] | B
87168398760 | Motor | Moteur Vanne Mél. 4 MIN. + Adaptateur | Motor | Motor | 49 | 335.74 | 4047416246710 | 0.42 | 0.076 | KG | 0.12 | CDM | 180 | 150 | 100 | MM | 84039090 | 1 |  |  | X | X | [5 empty] | B
87168402200 | Ventiel | VALVE EXOGEL | Armatur | Valve | 42 | 182.04 | 4054925683158 | 0.21 | 0.11 | KG | 2.128 | CDM | 270 | 80 | 140 | MM | 84039090 | 1 |  |  | X | X | [5 empty] | B
87168409380 | Transformator | Transformateur d'allumage EBI 4 | Zündtransformator | Ignition transformer | 45 | 244.05 | 4047416594927 | 0.338 | 0.273 | KG | 1.034 | CDM | 94 | 110 | 100 | MM | 84039090 | 1 |  |  | X | X | [5 empty] | B
8738216315 | Rugmantel + Isolatie 10, 13kW | Panneau arrière + Isolation BC | Abdeckung hinten + Isolierung BC | Back panel + insulation BC | 42 | 182.04 | 4069143452677 | 6.94 | 5.43 | KG | 40.447 | CDM | 1334 | 379 | 80 | MM | 84039090 | 1 |  |  | X | X | [5 empty] | B
8738216570 | Achterpaneel + Isolatie BC | Panneau arrière + Isolation BC | Abdeckung hinten + Isolierung BC | Back panel + Insulation BC | 43 | 202.26 | 4069143452684 | 6.94 | 5.43 | KG | 40.447 | CDM | 1334 | 379 | 80 | MM | 84039090 | 1 |  |  | X | X | [5 empty] | B
8738217063 | Difusiedichte slang 105 mm | Tube flexible 105 mm | Schlauch 105 mm | Hose 105 mm | 21 | 22.92 | 4069143464953 | 0.046 | 0.045 | KG | 0.594 | CDM | 110 | 180 | 30 | MM | 84039090 | 1 |  |  | X | X | [5 empty] | B
8738215634 | Pomp Para MAXO 25-130-08 Set (380V) | Pompe Para MAXO 25-130-08 Set(380V) | Pumpe Para MAXO 25-130-08 Set (380V) | Pump Para MAXO 25-130-08 kit (380V) | 56 | 585.2 | 4062321885052 | 2.14 | 1.89 | KG | 15.625 | CDM | 250 | 250 | 250 | MM | 84039090 | 1 |  |  | X | X | [5 empty] | B
8750500326 | Venster Set C2,C4,C5 | Jeu des fenêtres C2,C4,C5 | Fenster-Kit C2,C4,C5 | Window kit C2,C4,C5 | 23 | 27.22 | 4069143191125 | 0.78 | 0.71 | KG | 3.136 | CDM | 700 | 360 | 180 | MM | 84039090 | 1 |  |  | X | X | [5 empty] | B
8738808044 | Pomp Wilo Para8-LIN CL3 | Pompe Wilo Para8-LIN CL3 | Pumpe Wilo Para8-LIN CL3 | Pump Wilo Para8-LIN CL3 | 50 | 357.33 | 4062321572617 | 2.185 | 1.857 | KG | 7.728 | CDM | 198 | 195 | 145 | MM | 84039090 | 1 |  |  | X | X | [5 empty] | B
8738217133 | Leiding Cu 28 162 mm | Tube Cu 28 162 mm | Rohr Cu 28 162 mm | Pipe Cu 28 162 mm | 25 | 32.89 | 4069143528174 | 254 | 109 | G | 3.938 | CDM | 250 | 150 | 105 | MM | 74111090 | 1 |  |  | X | X | [5 empty] | B
8738217135 | Leiding Cu 28 434.5 mm | Tube Cu 28 434.5 mm | Rohr Cu 28 434.5 mm | Pipe Cu 28 434.5 mm | 32 | 73.62 | 4069143528198 | 390 | 300 | G | 14.08 | CDM | 440 | 320 | 100 | MM | 74111090 | 1 |  |  | X | X | [5 empty] | B
7724002025 | Ketelblok CLA5N 15 | Corps de chauffe CLA5N 15 | Kesselblock CLA5N 15 prep everp | Boiler Block CLA5N 15 prep sp | 84 | 2467.56 | 4069143381922 | 59.4 | 50.49 | KG | 514.235 | CDM | 725 | 666 | 1065 | MM | 84195080 | 1 |  |  | X | X | [5 empty] | B
7724002026 | Ketelblok CLA6N 22 | Corps de chauffe CLA6N 22 | Kesselblock CLA6N 22 prep everp | Boiler Block CLA6N 22 prep sp | 85 | 2561.95 | 4069143381939 | 63.6 | 54.06 | KG | 514.235 | CDM | 725 | 666 | 1065 | MM | 84195080 | 1 |  |  | X | X | [5 empty] | B
7724002027 | Ketelblok CLA6N 30 | Corps de chauffe CLA6N 30 | Kesselblock CLA6N 30 prep everp | Boiler Block CLA6N 30 prep sp | 87 | 2777.7 | 4069143381946 | 65 | 55.25 | KG | 514.235 | CDM | 725 | 666 | 1065 | MM | 84195080 | 1 |  |  | X | X | [5 empty] | B
7724002028 | Ketelblok CLA6C BZ | Corps de chauffe CLA6C BZ | Kesselblock CLA6C BZ prep everp | Boiler Block CLA6C BZ prep sp | 88 | 2899.06 | 4069143381953 | 63.5 | 53 | KG | 514.235 | CDM | 725 | 666 | 1065 | MM | 84195080 | 1 |  |  | X | X | [5 empty] | B
8755004327 | Luchtdrukschakelaar 100/70 Pa | Pressostat différentiel 100/70 Pa | Differenzdruckwächter 100/70 Pa everp | Differential Pressure Switch 100/70 Pa | 36 | 102.88 | 4069143592878 | 0.27 | 0.256 | KG | 1.139 | CDM | 115 | 110 | 90 | MM | 90322000 | 1 |  |  | X | X | [5 empty] | B
8755004328 | Luchtdrukschakelaar 140/107 Pa | Pressostat différentiel 140/107 Pa | Differenzdruckwächter 140/107 Pa everp | Differential Pressure Switch 140/107 Pa | 36 | 102.88 | 4069143592885 | 0.27 | 0.256 | KG | 1.139 | CDM | 115 | 110 | 90 | MM | 90322000 | 1 |  |  | X | X | [5 empty] | B
8755004329 | Luchtdrukschakelaar 290/230 Pa | Pressostat différentiel 290/230 Pa | Differenzdruckwächter 290/230 Pa everp | Differential Pressure Switch 290/230 Pa | 37 | 112.45 | 4069143592892 | 0.27 | 0.256 | KG | 1.139 | CDM | 115 | 110 | 90 | MM | 90322000 | 1 |  |  | X | X | [5 empty] | B
8755004330 | Luchtdrukschakelaar 400/350 Pa | Pressostat différentiel 400/350 Pa | Differenzdruckwächter 400/350 Pa everp | Switch pressure Typ 605 400/350 Pa sp | 37 | 112.45 | 4069143592908 | 0.27 | 0.256 | KG | 1.139 | CDM | 115 | 110 | 90 | MM | 90322000 | 1 |  |  | X | X | [5 empty] | B
8738216303 | Verdamper FTHE 10, 13kW | Évaporateur FTHE BC | Verdampfer FTHE BC | Evaporator FTHE BC | 61 | 815.79 | 4069143453209 | 43.2 | 20 | KG | 1272.546 | CDM | 1174 | 758 | 1430 | MM | 84189910 | 1 |  |  | X | X | [5 empty] | B
8738216313 | Frontmantel 10, 13kW | Panneau avant BC | Frontabdeckung BC | Front panel BC | 54 | 493.52 | 4069143456446 | 8.8 | 7.3 | KG | 254.348 | CDM | 1385 | 1155 | 159 | MM | 84189990 | 1 |  |  | X | X | [5 empty] | B
8738216566 | Frontmantel 4,6,7 kW | Panneau avant SC | Frontabdeckung SC | Front panel SC | 43 | 202.26 | 4069143456385 | 5.92 | 4.41 | KG | 176.859 | CDM | 1155 | 875 | 175 | MM | 84189990 | 1 |  |  | X | X | [5 empty] | B
8738216572 | Luchtinlaatrooster SC | Grille d'admission d'air SC | Lufteinlassgitter SC | Air intake grille BC | 32 | 73.62 | 4069143452233 | 2.4 | 1.6 | KG | 14.283 | CDM | 690 | 690 | 30 | MM | 84189990 | 1 |  |  | X | X | [5 empty] | B
8738217309 | Montageset (Frontpaneel) 10, 13kW | Jeu de montage (Panneau avant) BC | Montageset (Frontabdeckung) BC | Mounting set (Front panel) BC | 10 | 3.52 | 4069143612262 | 0.006 | 0.005 | KG | 0.594 | CDM | 110 | 180 | 30 | MM | 83024900 | 1 |  |  | X | X | [5 empty] | B
8755004335 | Brander VM1.3 50kW V2 | Brûleur gaz VM1.3 50kW V2 | Gasbrenner VM 1.3 50kW V2 everp | Burner VM 1.3 50kW V2 | 73 | 1469.76 | 4069143451717 | 8 | 7 | KG | 136.222 | CDM | 658 | 455 | 455 | MM | 84162080 | 1 |  |  | X | X | [5 empty] | B
8755004334 | Brander VM1.3 40kW V2 | Brûleur gaz VM1.3 40kW V2 | Gasbrenner VM 1.3 40kW V2 everp | Burner VM 1.3 40kW V2 | 73 | 1469.76 | 4069143451700 | 8 | 7 | KG | 136.222 | CDM | 658 | 455 | 455 | MM | 84162080 | 1 |  |  | X | X | [5 empty] | B
8755004333 | Brander VM1.3 30kW V2 | Brûleur gaz VM1.3 30kW V2 | Gasbrenner VM 1.3 30kW V2 everp | Burner VM 1.3 30kW V2 | 71 | 1348.39 | 4069143451694 | 8 | 7 | KG | 136.222 | CDM | 658 | 455 | 455 | MM | 84162080 | 1 |  |  | X | X | [5 empty] | B
8755004332 | Brander VM1.3 22kW V2 | Brûleur gaz VM1.3 22kW V2 | Gasbrenner VM 1.3 22kW V2 everp | Burner VM 1.3 22kW V2 | 71 | 1348.39 | 4069143451687 | 9 | 7.65 | KG | 174.8 | CDM | 460 | 760 | 500 | MM | 84162080 | 1 |  |  | X | X | [5 empty] | B
8755004331 | Brander VM1.3 15kW V2 | Brûleur gaz VM1.3 15kW V2 | Gasbrenner VM 1.3 15kW V2 everp | Burner VM 1.3 15kW V2 | 71 | 1348.39 | 4069143451670 | 8 | 7 | KG | 136.222 | CDM | 658 | 455 | 455 | MM | 84162080 | 1 |  |  | X | X | [5 empty] | B
8737604171 | Gasleiding | Tube gaz | Gasrohr | Gas pipe | 23 | 27.22 | 4062321452988 | 0.5 | 0.43 | KG | 3.9 | CDM | 260 | 50 | 300 | MM | 74111090 | 1 |  |  | X | X | [5 empty] | B
8738901299 | Pakkingset F | Jeu de joints F | Dichtungsset F | Gasket Set F | 39 | 132.96 | 4057749857668 | 0.31 | 0.27 | KG | 2.64 | CDM | 400 | 300 | 22 | MM | 39269097 | 1 |  |  | X | X | [5 empty] | B
8738809963 | Flat cable 1660 | Câble plat 1660 | Verbindungsleitung Ruecklauffuehler 1660 | Cable SAFe Returnsensor 1660 | 30 | 59.86 | 4062321990343 | 0.25 | 0.15 | KG | 2.5 | CDM | 251 | 200 | 50 | MM | 85444290 | 1 |  |  | X | X | [5 empty] | B
7736606398 | Afsluitklep K+W MUK D250 | Obturateur K+W MUK D250 | Absperrklappe K+W MUK D250 | Butterfly valve K+W MUK D250 | 87 | 2777.7 | 4062321673994 | 3.85 | 3.62 | KG | 32.805 | CDM | 415 | 370 | 310 | MM | 84818099 | 1 |  |  | X | X | [5 empty] | B
7736606914 | Condensator 3MF 450V f Hidria 90W | Condensateur 3MF 450V f Hidria 90W | Kondensator 3MF 450V f Hidria 90W everp | Capacitor 3MF 450V f Hidria 90W everp | 21 | 22.92 | 4062321806880 | 0.1 | 0.09 | KG | 0.043 | CDM | 68 | 30 | 30 | MM | 84039090 | 1 |  |  | X | X | [5 empty] | B
87186453200 | Ontluchtingspijp | Tube de dégazage | Entlüftungsleitung | Venting pipe | 24 | 29.93 | 4054925558647 | 0.197 | 0.187 | KG | 2.21 | CDM | 340 | 130 | 50 | MM | - | 1 |  |  | X | X | [5 empty] | B
8735300633 | Zonnecollector SKN4.0-s CTE | Capteur solaire SKN4.0-s CTE | Kollektor SKN4.0-s CTE | Collector SKN4.0-s CTE | 66 | 1078.7 | 4057749853998 | 40.5 | 40 | KG | 179.528 | CDM | 1185 | 2020 | 75 | MM | 84039090 | 1 |  |  | X | X | [5 empty] | B
8738216398 | I/O-module XCU-THH Vxxxx Bo flx | Module d’E-S XCU-THH V14.14.3 Bo flx | I/O-Modul XCU-THH Vxxxx Bo flx | I/O Module XCU-THH Vxxxx Bo flx | 50 | 357.33 | 4069143324677 | 0.8 | 0.6 | KG | 8.327 | CDM | 305 | 210 | 130 | MM | 85371098 | 1 |  |  | X | X | [5 empty] | B
8738216396 | I/O-module XCU-THH Vxxxx Bo mt1 | Module d’E-S XCU-THH V14.14.3 Bo mt1 | I/O-Modul XCU-THH Vxxxx Bo mt1 | I/O Module XCU-THH Vxxxx Bo mt1 | 50 | 357.33 | 4069143324653 | 0.8 | 0.6 | KG | 8.327 | CDM | 305 | 210 | 130 | MM | 85371098 | 1 |  |  | X | X | [5 empty] | B
8738216399 | I/O-module XCU-THH Vxxxx Bu flx | Module d’E-S XCU-THH V14.14.3 Bu flx | I/O-Modul XCU-THH Vxxxx Bu flx | I/O Module XCU-THH Vxxxx Bu flx | 50 | 357.33 | 4069143324684 | 0.8 | 0.6 | KG | 8.327 | CDM | 305 | 210 | 130 | MM | 85371098 | 1 |  |  | X | X | [5 empty] | B
8738216397 | I/O-module XCU-THH Vxxxx Bu mt1 | Module d’E-S XCU-THH V14.14.3 Bu mt1 | I/O-Modul XCU-THH Vxxxx Bu mt1 | I/O Module XCU-THH Vxxxx Bu mt1 | 50 | 357.33 | 4069143324660 | 0.8 | 0.6 | KG | 8.327 | CDM | 305 | 210 | 130 | MM | 85371098 | 1 |  |  | X | X | [5 empty] | B
8738216854 | Kabelboom ventilator verleng | Rallonge faisceau ventilateur | Kabelbaum Lüfterverlängerung | Cable harness fan extension | 18 | 16.32 | 4069143452264 | 0.031 | 0.03 | KG | 0.594 | CDM | 110 | 180 | 30 | MM | 85444290 | 1 |  |  | X | X | [5 empty] | B
8738216324 | Kabelboom 1 LV BC | Faisceau de câbles 1 LV BC | Kabelbaum 1 LV BC | Cable harness 1 LV BC | 39 | 132.96 | 4069143445075 | 0.341 | 0.3 | KG | 1.751 | CDM | 145 | 115 | 105 | MM | 85444290 | 1 |  |  | X | X | [5 empty] | B
8738216658 | I/O-module XCU-SRH V14.10.3 Uni 10-1p | Module d’E-S XCU-SRH V14.10.3 Uni 10-1p | I/O Modul XCU-SRH V14.10.3 Uni 10-1p | I/O Module XCU-SRH V14.10.3 Uni 10-1p | 50 | 357.33 | 4069143437254 | 0.8 | 0.6 | KG | 10.791 | CDM | 342 | 232 | 136 | MM | 85371098 | 1 |  |  | X | X | [5 empty] | B
8738216659 | I/O-module XCU-SRH V14.10.3 Uni 13-1p | Module d’E-S XCU-SRH V14.10.3 Uni 13-1p | I/O Modul XCU-SRH V14.10.3 Uni 13-1p | I/O Module XCU-SRH V14.10.3 Uni 13-1p | 50 | 357.33 | 4069143437261 | 0.8 | 0.6 | KG | 10.791 | CDM | 342 | 232 | 136 | MM | 85371098 | 1 |  |  | X | X | [5 empty] | B
8738216661 | I/O-module XCU-SRH V14.10.3 Uni 13-3p | Module d’E-S XCU-SRH V14.10.3 Uni 13-3p | I/O-Modul XCU-SRH V14.10.3 Uni 13-3p | I/O Module XCU-SRH V14.10.3 Uni 13-3p | 50 | 357.33 | 4069143437285 | 0.8 | 0.6 | KG | 10.791 | CDM | 342 | 232 | 136 | MM | 85371098 | 1 |  |  | X | X | [5 empty] | B
8755005684 | Servicedekse I3P 150-200 kW | Couvercle de maintenance I3P 150-200 kW | Reinig.-deckel Wanne I3P 150-200kW everp | Cover service sump I3P 150-200 kW sp | 56 | 585.2 | 4069143512722 | 2.5 | 2 | KG | 26.25 | CDM | 375 | 350 | 200 | MM | 84039090 | 1 |  |  | X | X | [5 empty] | B
8755005685 | Servicedekse I3P 250 kW | Couvercle de maintenance I3P 250 kW | Reinig.-deckel Wanne I3P 250kW everp | Cover service sump I3P 250 kW sp | 55 | 538.01 | 4069143512739 | 2.5 | 2 | KG | 26.25 | CDM | 375 | 350 | 200 | MM | 84039090 | 1 |  |  | X | X | [5 empty] | B
8755005686 | Servicedekse I3P 300 kW | Couvercle de maintenance I3P 300 kW | Reinig.-deckel Wanne I3P 300kW everp | Cover service sump I3P 300 kW sp | 52 | 416.66 | 4069143512784 | 2.5 | 2 | KG | 26.25 | CDM | 375 | 350 | 200 | MM | 84039090 | 1 |  |  | X | X | [5 empty] | B
8755005687 | Drukregelaar FRS503 | Régulateur manométrique FRS503 | Druckregler FRS 503 everp | Regulator pressure FRS503 sp | 50 | 357.33 | 4069143512791 | 2.5 | 2 | KG | 26.25 | CDM | 375 | 350 | 200 | MM | 84811019 | 1 |  |  | X | X | [5 empty] | B
8738216280 | Zijrooster 4,6,7kW | Grille latérale SC | Schutzgitter seitlich SC | Side guard SC | 35 | 95.06 | 4069143453070 | 3.88 | 1.68 | KG | 76.096 | CDM | 820 | 580 | 160 | MM | 84189990 | 1 |  |  | X | X | [5 empty] | B
8738216312 | Frontmantel + Isolatie 10, 13kW | Panneau avant + Isolation BC | Frontabdeckung + Isolierung BC | Front panel + insulation BC | 46 | 266.98 | 4069143452639 | 10.4 | 8.85 | KG | 84.008 | CDM | 579 | 1284 | 113 | MM | 84189990 | 1 |  |  | X | X | [5 empty] | B
8738216564 | Voorpaneel + Isolatie BC | Panneau avant + Isolation BC | Frontabdeckung + Isolierung BC | Front panel + insulation BC | 46 | 266.98 | 4069143452646 | 10.4 | 8.85 | KG | 84.008 | CDM | 579 | 1284 | 113 | MM | 84189990 | 1 |  |  | X | X | [5 empty] | B
8738216567 | Voorpaneel SC | Panneau avant SC | Frontabdeckung SC | Front panel SC | 44 | 222.48 | 4069143456408 | 5.92 | 4.41 | KG | 176.859 | CDM | 1155 | 875 | 175 | MM | 84189990 | 1 |  |  | X | X | [5 empty] | B
8738216568 | Voorpaneel BC | Panneau avant BC | Frontabdeckung BC | Front panel BC | 54 | 493.52 | 4069143456453 | 8.8 | 7.3 | KG | 254.348 | CDM | 1385 | 1155 | 159 | MM | 84189990 | 1 |  |  | X | X | [5 empty] | B
8738216573 | Zijrooster SC | Grille latérale SC | Schutzgitter seitlich SC | Side panel (grid) SC | 35 | 95.06 | 4069143453087 | 3.88 | 1.68 | KG | 76.096 | CDM | 820 | 580 | 160 | MM | 84189990 | 1 |  |  | X | X | [5 empty] | B
8738216574 | Zijrooster 10-13kW | Grille latérale BC | Schutzgitter seitlich BC | Side guard BC | 39 | 132.96 | 4069143453056 | 5.65 | 2.65 | KG | 110.796 | CDM | 1318 | 568 | 148 | MM | 84189990 | 1 |  |  | X | X | [5 empty] | B
8738216575 | Zijrooster BC | Grille latérale BC | Schutzgitter seitlich BC | Side guard BC | 39 | 132.96 | 4069143453063 | 5.65 | 2.65 | KG | 110.796 | CDM | 1318 | 568 | 148 | MM | 84189990 | 1 |  |  | X | X | [5 empty] | B
8738216579 | Leiding set (4-weg-klep) 10, 13kW | Kit tuyau (vanne 4 voies) BC | Rohrsatz (4-Wege-Ventil) BC | Pipe kit (4-way valve) BC | 28 | 47.73 | 4069143453025 | 0.53 | 0.4 | KG | 5.184 | CDM | 360 | 180 | 80 | MM | 74111090 | 1 |  |  | X | X | [5 empty] | B
8738216584 | Zijmantel + Isolatie rechts 10, 13kW | Panneau latéral + Isolation droite BC | Seitenteil + Dämmung rechts BC | Side panel + insulation right BC | 46 | 266.98 | 4069143452738 | 9.7 | 8.2 | KG | 84.008 | CDM | 579 | 1284 | 113 | MM | 84189990 | 1 |  |  | X | X | [5 empty] | B
8738217118 | Zijpaneel + Isolatie rechts BC 3ph | Panneau latéral + Isolation droite BC 3 | Seitenteil + Dämmung rechts BC 3ph | Side panel + insulation right BC 3ph | 46 | 266.98 | 4069143517512 | 9.7 | 8.2 | KG | 84.008 | CDM | 579 | 1284 | 113 | MM | 84189990 | 1 |  |  | X | X | [5 empty] | B
8736502480 | Compressor | Compresseur | Kompressor | Compressor | 44 | 222.48 | 4069143637685 | 21.74 | 18.479 | KG | 48 | CDM | 500 | 320 | 300 | MM | 84143081 | 1 |  |  | X | X | [5 empty] | B
8736502481 | 4-wegklep compleet | Vanne à 4 voies module | Vier-Wege-Ventil kompl | Four-way valve compl | 35 | 95.06 | 4069143638033 | 0.9 | 0.85 | KG | 7.65 | CDM | 300 | 170 | 150 | MM | 84818099 | 1 |  |  | X | X | [5 empty] | B
8736502482 | 3-wegklep | Vanne 3 voies | 3-Wege-Ventil | 3-Way Valve | 18 | 16.32 | 4069143638040 | 0.35 | 0.3 | KG | 0.056 | CDM | 90 | 25 | 25 | MM | 84818081 | 1 |  |  | X | X | [5 empty] | B
8736502483 | Klep | Soupape (compl) | Ventil kompl | Liquid valve compl | 28 | 47.73 | 4069143638064 | 0.9 | 0.85 | KG | 7.65 | CDM | 300 | 170 | 150 | MM | 84818099 | 1 |  |  | X | X | [5 empty] | B
8736502484 | 2-wegklep | Soupape | Zwei-Wege-Ventil | Liquid valve | 15 | 10.93 | 4069143638071 | 0.5 | 0.45 | KG | 0.095 | CDM | 90 | 70 | 15 | MM | 84818099 | 1 |  |  | X | X | [5 empty] | B
8736502485 | Expansieventiel | Détendeur | Expansionsventil | Expansion Valve | 28 | 47.73 | 4069143638316 | 0.4 | 0.25 | KG | 0.18 | CDM | 200 | 36 | 25 | MM | 84818099 | 1 |  |  | X | X | [5 empty] | B
8736502486 | Temperatuursensor | Sonde de température | Rohrtemperaturfühler | Pipe temperature sensor | 12 | 6.06 | 4069143638323 | 0.019 | 0.015 | KG | 0.003 | CDM | 300 | 3 | 3 | MM | 90251900 | 1 |  |  | X | X | [5 empty] | B
8736502487 | Besturingsunit compl. | Appareil de régulation | Steuerung kompl | Control box compl | 40 | 145.62 | 4069143638330 | 0.99 | 0.9 | KG | 1.596 | CDM | 280 | 190 | 30 | MM | 85371091 | 1 |  |  | X | X | [5 empty] | B
8736502488 | Afdekking (Besturingsunit) | Couvercle (Tableau électrique) | Abdeckung (Steuereinheit) | Cover (Control Unit) | 15 | 10.93 | 4069143638347 | 0.12 | 0.11 | KG | 0.39 | CDM | 200 | 130 | 15 | MM | 85381000 | 1 |  |  | X | X | [5 empty] | B
8736502489 | Behuizing | Carter | Gehäuse | Casing | 17 | 14.44 | 4069143638354 | 0.25 | 0.22 | KG | 2.32 | CDM | 500 | 116 | 40 | MM | 84159000 | 1 |  |  | X | X | [5 empty] | B
8736502490 | Display | Affichage | Display kompl | Display compl | 20 | 20.5 | 4069143638361 | 0.36 | 0.35 | KG | 0.24 | CDM | 200 | 80 | 15 | MM | 85318070 | 1 |  |  | X | X | [5 empty] | B
8736502492 | Afdekking (Besturingsunit) | Couvercle (Tableau électrique) | Abdeckung (Steuereinheit) | Cover (Control Unit) | 10 | 3.52 | 4069143638385 | 0.12 | 0.11 | KG | 0.39 | CDM | 200 | 130 | 15 | MM | 85381000 | 1 |  |  | X | X | [5 empty] | B
8736502493 | Verdamper compl. | Évaporateur | Verdampfer kompl | Evaporator compl | 39 | 132.96 | 4069143638392 | 2.2 | 2.15 | KG | 18.36 | CDM | 600 | 180 | 170 | MM | 84159000 | 1 |  |  | X | X | [5 empty] | B
8736502494 | Achterpaneel | Carter | Gehäuse kompl | Chassis compl | 27 | 42.05 | 4069143638408 | 1.21 | 1.19 | KG | 30.672 | CDM | 710 | 270 | 160 | MM | 84159000 | 1 |  |  | X | X | [5 empty] | B
8736502495 | Afdekking | Couvercle | Abdeckung | Cover | 10 | 3.52 | 4069143638415 | 0.21 | 0.19 | KG | 0.08 | CDM | 100 | 40 | 20 | MM | 84159000 | 1 |  |  | X | X | [5 empty] | B
8736502496 | Besturingsunit compl. | Appareil de régulation | Steuerung kompl | Control box compl | 29 | 53.54 | 4069143638422 | 0.99 | 0.9 | KG | 1.596 | CDM | 280 | 190 | 30 | MM | 85371091 | 1 |  |  | X | X | [5 empty] | B
8736502497 | Hoofdprintplaat | Carte circuit imprimé | Hauptleiterplatte | Main control board | 25 | 32.89 | 4069143638439 | 0.27 | 0.25 | KG | 0.814 | CDM | 185 | 110 | 40 | MM | 85371091 | 1 |  |  | X | X | [5 empty] | B
8736502498 | Houder | Support | Halterung | Support | 12 | 6.06 | 4069143638446 | 0.09 | 0.08 | KG | 0.4 | CDM | 200 | 100 | 20 | MM | 85381000 | 1 |  |  | X | X | [5 empty] | B
8736502499 | Display | Affichage | Display kompl | Display compl | 27 | 42.05 | 4069143638453 | 0.36 | 0.35 | KG | 0.24 | CDM | 200 | 80 | 15 | MM | 85318070 | 1 |  |  | X | X | [5 empty] | B
8736502500 | Multifunctiemodule | Module multifonction | Multifunktionsmodul | Multifunction board | 21 | 22.92 | 4069143638460 | 0.36 | 0.35 | KG | 0.24 | CDM | 200 | 80 | 15 | MM | 85389091 | 1 |  |  | X | X | [5 empty] | B
8736502501 | Koudemiddel lekdetector | Capteur fuite de réfrigérant | Kältemittel Leckage Sensor | Refrigerant leakage sensor | 41 | 160.45 | 4069143638477 | 0.36 | 0.35 | KG | 0.24 | CDM | 200 | 80 | 15 | MM | 84818099 | 1 |  |  | X | X | [5 empty] | B
8736502502 | Besturingsunit compl | Appareil de régulation | Steuerung kompl | Control box compl | 29 | 53.54 | 4069143638484 | 0.99 | 0.9 | KG | 1.596 | CDM | 280 | 190 | 30 | MM | 85371091 | 1 |  |  | X | X | [5 empty] | B
8736502503 | Hoofdprintplaat | Carte circuit imprimé | Hauptleiterplatte | Main control board | 25 | 32.89 | 4069143638491 | 0.27 | 0.25 | KG | 0.814 | CDM | 185 | 110 | 40 | MM | 85371091 | 1 |  |  | X | X | [5 empty] | B
8738217315 | Insulation EPDM l = 700 mm | Isolation EPDM l = 700 mm | Isolierung EPDM l = 700 mm | Insulation EPDM l = 700 mm | 26 | 36.29 | 4069143618165 | 1.059 | 0.059 | KG | 2.6 | CDM | 1040 | 50 | 50 | MM | 40169997 | 1 |  |  | X | X | [5 empty] | B
8738217316 | Insulation EPDM l = 919 mm | Isolation EPDM l = 919 mm | Isolierung EPDM l = 919 mm | Insulation EPDM l = 919 mm | 26 | 36.29 | 4069143618172 | 1.059 | 0.059 | KG | 2.6 | CDM | 1040 | 50 | 50 | MM | 40169997 | 1 |  |  | X | X | [5 empty] | B
8738747309 | Ball valve HSM32 sensor 10mm V5 sp | Robinet à boisseau sphérique HSM32 10mm | Kugelhahn HSM32 Fühler10mm V5 | Ball valve HSM32 sensor 10mm V5 sp | 45 | 244.05 | 4069143633588 | 3.61 | 3.6 | KG | 1.17 | CDM | 130 | 75 | 120 | MM | 84818081 | 1 |  |  | X | X | [5 empty] | B
8755003001 | Pipe 5Gld VK E-prep | Tube 5Gld | Rohr 5Gld VK E-prep | Pipe 5Gld VK E-prep | 41 | 160.45 | 4069143374726 | 0.76 | 0.65 | KG | 990.242 | CDM | 3930 | 2270 | 111 | MM | 74111090 | 1 |  |  | X | X | [5 empty] | B
8755003002 | Pipe 6Gld VK E-prep | Tube 6Gld | Rohr 6Gld VK E-prep | Pipe 6Gld VK E-prep | 41 | 160.45 | 4069143374733 | 0.6 | 0.5 | KG | 6.11 | CDM | 470 | 260 | 50 | MM | 74111090 | 1 |  |  | X | X | [5 empty] | B
8755004108 | Tube gas flex DN16 CLA-1 75-100 sp | Tube gaz DN16 CLA-1 75-150 | Gasrohr flexibel DN16 CLA-1 75-150 Everp | Tube gas flex DN16 CLA-1 75-150 sp | 47 | 291.25 | 4069143440742 | 0.62 | 0.52 | KG | 20.625 | CDM | 550 | 250 | 150 | MM | 73069000 | 1 |  |  | X | X | [5 empty] | B
8755004321 | Burner oil BE 1.3-18 cpl V5 everp | Brûleur fioul BE 1.3-18 V5 | Ölbrenner BE 1.3-18 kpl V5 everp | Burner oil BE 1.3-18 cpl V5 everp | 89 | 2979.97 | 4069143583364 | 15.7 | 13.3 | KG | 163.19 | CDM | 615 | 435 | 610 | MM | 84161090 | 1 |  |  | X | X | [5 empty] | B
8755004322 | Burner oil BE 1.3-22 cpl V5 everp | Brûleur fioul BE 1.3-22 V5 | Ölbrenner BE 1.3-22 kpl V5 everp | Burner oil BE 1.3-22 cpl V5 everp | 89 | 2979.97 | 4069143583371 | 15.9 | 13.5 | KG | 163.19 | CDM | 615 | 435 | 610 | MM | 84161090 | 1 |  |  | X | X | [5 empty] | B
8755004323 | Burner oil BE 2.3-30 cpl V5 everp | Brûleur fioul BE 1.3-30 V5 | Ölbrenner BE 2.3-30 kpl V5 everp | Burner oil BE 2.3-30 cpl V5 everp | 89 | 2979.97 | 4069143592830 | 16 | 13.6 | KG | 163.19 | CDM | 615 | 435 | 610 | MM | 84161090 | 1 |  |  | X | X | [5 empty] | B
8755004324 | Burner oil BE 2.3-35 cpl V5 everp | Brûleur fioul BE 2.3-35 kpl V5 | Ölbrenner BE 2.3-35 kpl V5 everp | Burner oil BE 2.3-35 cpl V5 everp | 89 | 2979.97 | 4069143592847 | 16.8 | 14.3 | KG | 163.19 | CDM | 615 | 435 | 610 | MM | 84161090 | 1 |  |  | X | X | [5 empty] | B
8755004325 | Burner oil BE 2.3-49 cpl V5 everp | Brûleur fioul BE 2.3-49 V5 | Ölbrenner BE 2.3-49 kpl V5 everp | Burner oil BE 2.3-49 cpl V5 everp | 89 | 2979.97 | 4069143592854 | 16.8 | 14.3 | KG | 163.19 | CDM | 615 | 435 | 610 | MM | 84161090 | 1 |  |  | X | X | [5 empty] | B
8755004326 | Burner oil BE 2.3-60 cpl V5 everp | Brûleur fioul BE 2.3-60 V5 | Ölbrenner BE 2.3-60 kpl V5 everp | Burner oil BE 2.3-60 cpl V5 everp | 85 | 2561.95 | 4069143592861 | 16.8 | 14.3 | KG | 163.19 | CDM | 615 | 435 | 610 | MM | 84161090 | 1 |  |  | X | X | [5 empty] | B
8755004336 | Burner BZ 1.1-19 V3 | Brûleur BZ 1.1 19kW V3 | Brenner BZ 1.1 19kW V3 everp | Burner BZ 1.1-19 V3 | 86 | 2669.83 | 4069143445471 | 13.5 | 13 | KG | 160.496 | CDM | 646 | 506 | 491 | MM | 84161090 | 1 |  |  | X | X | [5 empty] | B
8755004337 | Burner BZ 1.1-25 V3 | Brûleur BZ 1.1 25kW V3 | Brenner BZ 1.1 25kW V3 everp | Burner BZ 1.1-25 V3 | 86 | 2669.83 | 4069143445488 | 15.72 | 13.362 | KG | 160.496 | CDM | 646 | 506 | 491 | MM | 84161090 | 1 |  |  | X | X | [5 empty] | B
8755006629 | Casing top MC200 blue SP | Carter supérieur MC200 bleu | Gehäuse oben MC200 blau everp | Casing top MC200 blue SP | 36 | 102.88 | 4069143613368 | 1.784 | 1.516 | KG | 25.635 | CDM | 420 | 313 | 195 | MM | 85381000 | 1 |  |  | X | X | [5 empty] | B
8755006630 | Casing top MX45 white SP | Carter supérieur MX45 blanc | Gehäuse oben MX45 weiß everp | Casing top MX45 white SP | 37 | 112.45 | 4069143613375 | 1.362 | 1.157 | KG | 25.635 | CDM | 420 | 313 | 195 | MM | 85381000 | 1 |  |  | X | X | [5 empty] | B
8755006631 | Connector kit | Jeu de connecteurs | Anschlussklemmen-Set | Connector kit | 26 | 36.29 | 4069143617212 | 0.11 | 0.1 | KG | 0.002 | CDM | 140 | 170 | 0.075 | MM | 85381000 | 1 |  |  | X | X | [5 empty] | B
8738217403 | Fitting 1" (outlet) | Raccord 1" (sortie) | Fitting 1" (Auslass) | Fitting 1" (outlet) | 24 | 29.93 | 4069143641293 | 0.3 | 0.28 | KG | 0.7 | CDM | 100 | 70 | 100 | MM | 74122000 | 1 |  |  | X | X | [5 empty] | B
8738747307 | Kogelkraan DN32 HS V4 | Robinet à boisseau sphérique DN32 HS V4 | Kugelhahn DN32 HS V4 | Ball valve DN32 HS V4 packed | 45 | 244.05 | 4069143633823 | 3.61 | 3.6 | KG | 1.17 | CDM | 130 | 75 | 120 | MM | 84818081 | 1 |  |  | X | X | [5 empty] | B
8738747308 | Kogelkraan HSM32 Sensor 6mm V5 | Robinet à boisseau sphérique HSM32 6mm | Kugelhahn HSM32 Sensor 6mm V5 everp | Ball valve HSM32 Sensor 6mm V5 packed | 45 | 244.05 | 4069143633595 | 3.601 | 3.6 | KG | 1.17 | CDM | 130 | 75 | 120 | MM | 84818081 | 1 |  |  | X | X | [5 empty] | B
8755005351 | Gastoevoerpijp | Tube arrivée gaz | Gaszuführungsrohr | Gas supply pipe | 24 | 29.93 | 4069143468678 | 350 | 330 | G | 1.238 | CDM | 150 | 110 | 75 | MM | 73069000 | 1 |  |  | X | X | [5 empty] | B
8755006632 | Kabel-Set | Câble-Jeu | Leitung-Set everp | Cable-Kit SP | 30 | 59.86 | 4069143617229 | 0.05 | 0.04 | KG | 0.001 | CDM | 100 | 150 | 0.05 | MM | 85444290 | 1 |  |  | X | X | [5 empty] | B
8755008001 | Kabelboom | Faisceau de câbles | Kabel Clip Sensor | Cable clip sensor | 27 | 42.05 | 4069143669068 | 0.074 | 0.07 | KG | 2.406 | CDM | 175 | 125 | 110 | MM | 85444290 | 1 |  |  | X | X | [5 empty] | B
8755007234 | None return valve | Clapet anti-retour | Rückschlagventil | None return valve | 17 | 14.44 | 4069143639672 | 0.03 | 0.006 | KG | 0.7 | CDM | 100 | 70 | 100 | MM | 84813099 | 1 |  |  | X | X | [5 empty] | B
8738216847 | Refrigerant gas sensor + control valve | Kit capteur gaz frigo. + vanne de régul. | Kältemittel Gassensor + Regelventil Set | Refrigerant gas sensor + control valve | 49 | 335.74 | 4069143444726 | 0.98 | 0.9 | KG | 5.107 | CDM | 209 | 164 | 149 | MM | 90271010 | 1 |  |  | X | X | [5 empty] | B
8738727084 | Heating element 18kW | Corps de chauffe 18KW | Heizeinsatz 18KW | Heating element 18kW | 40 | 145.62 | 4062321223649 | 1.566 | 1.331 | KG | 17.36 | CDM | 400 | 310 | 140 | MM | 84039090 | 1 |  |  | X | X | [5 empty] | B
87183402080 | Rooster 21S-800 RAL9016 | Grille supérieure 21S-800 RAL9016 | Aufsteckgitter 21S-800 RAL9016 everp | Packing grid 21S-800 RAL9016 | 30 | 59.86 | 4010009206095 | 0.34 | 0.32 | KG | 0.486 | CDM | 60 | 10 | 810 | MM | 84039090 | 1 |  |  | X | X | [5 empty] | B
8755007477 | Connector 2-polig grijs | Connecteur 2-pôles gris | Anschlussklemme 2-polig grau everp | Connector 2-pole grey SP | 13 | 7.69 | 4069143649121 | 0.004 | 0.003 | KG | 0.35 | CCM | 70 | 100 | 0.05 | MM | 85366990 | 1 |  |  | X | X | [5 empty] | B
8732912561 | Verbindingsbuis ontsteking 410 | câble de connexion allumage 410 | Verbindungsleitung Zündung 410 everp | Cable Ignition 410 everp | 36 | 102.88 | 4057749791238 | 0.04 | 0.038 | KG | 0.765 | CDM | 170 | 150 | 30 | MM | 84039090 | 1 |  |  | X | X | [5 empty] | B
8738215633 | Pomp Wilo Para 25-180/9 + Isolatie | Pompe Wilo Para 25-180/9 + Isolation | Pumpe Wilo Para 25-180/9 + Isolierung | Pump Wilo Para 25-180/9 + Insulation | 50 | 357.33 | 4062321885045 | 2.27 | 1.86 | KG | 6.859 | CDM | 195 | 195 | 205 | MM | 84137030 | 1 |  |  | X | X | [5 empty] | B
8738709922 | Temperature sensor and thermal Cutoff | Capteur de température/coupure thermique | Temperaturfühler und Thermosicherung | Temperature sensor and thermal C | 19 | 18.48 | 4054925666670 | 0.09 | 0.08 | KG | 1.584 | CDM | 120 | 220 | 60 | MM | 84039090 | 1 |  |  | X | X | [5 empty] | B
8738709923 | Kabel set | Faisceau | Kabelbaum | Set of cables | 19 | 18.48 | 4054925666687 | 0.09 | 0.08 | KG | 1.584 | CDM | 120 | 220 | 60 | MM | 84039090 | 1 |  |  | X | X | [5 empty] | B
8738709925 | Sensorkabel | Capteur Câble | Sensorkabel | Sensor cables | 32 | 73.62 | 4054925666700 | 0.17 | 0.16 | KG | 4.48 | CDM | 160 | 280 | 100 | MM | 84039090 | 1 |  |  | X | X | [5 empty] | B
8738723204 | Sturing | Commande | Steuerung | Control unit | 47 | 291.25 | 4057749904539 | 1.057 | 0.898 | KG | 8.579 | CDM | 310 | 205 | 135 | MM | 84039090 | 1 |  |  | X | X | [5 empty] | B
8718584930 | Aansluitbuis KSS 17-34KW | Tuyau de raccordement KSS 17-34kW | Anschlussrohr KSS 17-34KW everp | Pipe connection KSS 17-34KW everp | 38 | 122.17 | 4051516570866 | 0.38 | 0.361 | KG | 4.336 | CDM | 198 | 181 | 121 | MM | 84039090 | 1 |  |  | X | X | [5 empty] | B
8755005252 | Termostat/Int RTS+R300ErP 20A 75-95HP | Termostato/Int RTS+R300ErP 20A 75-95HP | Thermostat/Int RTS+R300ErP 20A 75-95HP | Thermostat/Int RTS+R300ErP 20A 75-95HP | 30 | 59.86 | 4069143466339 | 120 | 100 | G | 1.98 | CDM | 330 | 100 | 60 | MM | 90321020 | 1 |  |  | X | X | [5 empty] | B
8755005859 | Temperatuurvoeler 70°C | Sonde de température 70°C | Temperaturfühler 70ºC | Temperature sensor 70ºC | 17 | 14.44 | 4069143516973 | 10 | 8 | G | 0.192 | CDM | 80 | 60 | 40 | MM | 84039090 | 1 |  |  | X | X | [5 empty] | B
63035672 | Isolatieplaat branderdeur GE315 VM | Porte de brûleur de plaque isolante GE31 | Isolierplatte Br-Tür GE315 VM everp | Insulating plate burner door GE315 VM | 43 | 202.26 | 4047416075617 | 0.816 | 0.734 | KG | 4.489 | CDM | 317 | 295 | 48 | MM | 70199000 | 1 |  |  | X | X | [5 empty] | B
8718589773 | Insulation Boiler block 3 sect | Isolation 35-85/45-68 3 élts | Wärmeschutz 35-85/45-68 3 Gld everp | Insulation Boiler block 3 sect | 45 | 244.05 | 4054925181319 | 1.366 | 1.161 | KG | 103.2 | CDM | 1200 | 430 | 200 | MM | 84039090 | 1 |  |  | X | X | [5 empty] | B
8738216581 | Relais + Voet Set | Relais + Socle Jeu | Relais + Sockel Set | Relay + Socket Kit | 23 | 27.22 | 4069143445068 | 0.037 | 0.013 | KG | 0.7 | CDM | 100 | 70 | 100 | MM | 85364900 | 1 |  |  | X | X | [5 empty] | B
8738216660 | I/O-module XCU-SRH V14.10.3 Uni 10-3p | Module d’E-S XCU-SRH V14.10.3 Uni 10-3p | I/O-Modul XCU-SRH V14.10.3 Uni 10-3p | I/O Module XCU-SRH V14.10.3 Uni 10-3p | 50 | 357.33 | 4069143437278 | 0.8 | 0.6 | KG | 10.791 | CDM | 342 | 232 | 136 | MM | 85371098 | 1 |  |  | X | X | [5 empty] | B
8738216585 | Zijpaneel + Isolatie rechts BC | Panneau latéral + Isolation droite BC | Seitenteil + Dämmung rechts BC | Side panel + insulation right BC | 46 | 266.98 | 4069143452745 | 9.7 | 8.2 | KG | 84.008 | CDM | 579 | 1284 | 113 | MM | 84189990 | 1 |  |  | X | X | [5 empty] | B
8755005107 | Control panel BC200 SP | Unité de commande BC200 | Bedieneinheit BC200 everp | Control panel BC200 SP | 45 | 244.05 | 4069143462447 | 0.854 | 0.725 | KG | 7.252 | CDM | 385 | 161 | 117 | MM | 90329000 | 1 |  |  | X | X | [5 empty] | B
8755005108 | Control Panel BX45 SP | Unité de commande BX45 | Bedienelement BX45 everp | Control Panel BX45 SP | 45 | 244.05 | 4069143462454 | 0.854 | 0.725 | KG | 7.252 | CDM | 385 | 161 | 117 | MM | 90329000 | 1 |  |  | X | X | [5 empty] | B
8738217406 | Kabelboom 1 LV BC 1ph | Faisceau de câbles 1 LV BC 1ph | Kabelbaum 1 LV BC 1ph | Cable harness 1 LV BC 1ph | 42 | 182.04 | 4069143641491 | 0.341 | 0.3 | KG | 1.751 | CDM | 145 | 115 | 105 | MM | 85444290 | 1 |  |  | X | X | [5 empty] | B
87186870240 | Pijp | Tube | Rohr | Pipe Condensor Inlet Assembly | 33 | 80.64 | 4051516202606 | 0.84 | 0.79 | KG | 0.693 | CDM | 228 | 152 | 20 | MM | 84039090 | 1 |  |  | X | X | [5 empty] | B
8738723528 | Kabelboom | Câbles de connexion | Kabelbaum | Set of cables (C4 HDG 10L LCD) | 25 | 32.89 | 4057749955777 | 0.07 | 0.066 | KG | 0.576 | CDM | 180 | 160 | 20 | MM | 84039090 | 1 |  |  | X | X | [5 empty] | B

## Industrial spares
Part Number/ SNR | Materiaalomschrijving NL | Description Fr | Materialbezeichnung D | Description EN | Prijsgroep / Groupe de prix 07/2026 | Bruto prijs / Prix brut 07/2026 (EUR) | EAN Code | Gewicht bruto / Poids brut | Gewicht netto / Poids net | Eenheid gewicht / Unité de poids | Volume | Eenheid volume / Unité de volume | Lengte / Longeur | Breedte / Largeur | Hoogte / Hauteur | Eenheid afmetingen / Unité de mesure | Code Intrastat | Opmerking / Remarque | Substitute | FILTER T1 stat | SUB CHECK | PG CHECK
8738654157 | Plug 1/2" 1.4571 with thread M8x1 SP | Plug 1/2" 1.4571 with thread M8x1 SP | Stopfen 1/2" 1.4571 mit Gewinde M8x1 SP | Plug 1/2" 1.4571 with thread M8x1 SP | - | - | 4062321304867 | 0.045 | 0.042 | KG | 0.21 | CDM | 100 | 70 | 30 | MM | 85030091 | Phased out
8738654997 | Gas engine oil Sentron LD 8000 20ltr SP | Gas engine oil Sentron LD 8000 20ltr SP | Gasmotorenöl Sentron LD 8000 20ltr SP | Gas engine oil Sentron LD 8000 20ltr SP | - | - | 4062321305376 | 18.5 | 15.725 | KG | 28.336 | CDM | 385 | 230 | 320 | MM | 27101981 | Phased out
8738655399 | Wearing parts pack A M365 V2,400 V2 SP | Wearing parts pack A M365 V2,400 V2 SP | Verschleißteilpaket A M365 V2,400 V2 SP | Wearing parts pack A M365 V2,400 V2 SP | - | - | 4062321305543 | 2.08 | 1.768 | KG | 23.56 | CDM | 400 | 310 | 190 | MM | 85030091 | Phased out | 8738654274
8738655198 | Wearing parts pack B M200, 240 V2 SP | Wearing parts pack B M200, 240 V2 SP | Verschleißteilpaket B M200 V2,240 V2 SP | Wearing parts pack B M200, 240 V2 SP | 74 | 1537.17 | 4062321305512 | 7.073 | 6.012 | KG | 129.812 | CDM | 680 | 460 | 415 | MM | 85030091
8738655105 | Wearing parts pack C M50 V4 SP | Wearing parts pack C M50 V4 SP | Verschleißteilpaket C M50 V4 SP | Wearing parts pack C M50 V4 SP | 74 | 1537.17 | 4062321305406 | 4.016 | 3.413 | KG | 36.309 | CDM | 490 | 285 | 260 | MM | 85030091
8738654253 | Wearing parts pack D M50V2 SP | Wearing parts pack D M50V2 SP | Verschleißteilepaket D M50V2 SP | Wearing parts pack D M50V2 SP | 71 | 1348.39 | 4062321304881 | 5.13 | 4.36 | KG | 51.948 | CDM | 520 | 370 | 270 | MM | 85030091
8738655168 | Wearing parts pack D M70 V3 SP | Wearing parts pack D M70 V3 SP | Verschleißteilpaket D M70 V3 SP | Wearing parts pack D M70 V3 SP | 74 | 1537.17 | 4062321305451 | 4.43 | 3.765 | KG | 50.7 | CDM | 520 | 375 | 260 | MM | 85030091
8738654284 | Wearing parts pack A M20V2, M21(6000) SP | Wearing parts pack A M20V2, M21(6000) SP | Verschleißteilepaket A M20V2,M21-6000 SP | Wearing parts pack A M20V2, M21(6000) SP | 74 | 1537.17 | 4062321305192 | 8.2 | 6.97 | KG | 40.176 | CDM | 360 | 360 | 310 | MM | 85030091
8738654260 | Wearing parts pack B M20V2, M21 SP | Wearing parts pack B M20V2, M21 SP | Verschleißteilepaket B M20V2, M21 SP | Wearing parts pack B M20V2, M21 SP | 76 | 1685.5 | 4062321304959 | 7.992 | 6.793 | KG | 40.176 | CDM | 360 | 360 | 310 | MM | 85030091
8738654262 | Wearing parts pack A M12 (6000) SP | Wearing parts pack A M12 (6000) SP | Verschleißteilepaket A M12 (6000) SP | Wearing parts pack A M12 (6000) SP | 76 | 1685.5 | 4062321304973 | 7.684 | 6.531 | KG | 40.176 | CDM | 360 | 360 | 310 | MM | 85030091
8738655199 | Wearing parts pack C M200, 240 V2 SP | Wearing parts pack C M200, 240 V2 SP | Verschleißteilpaket C M200 V2,240 V2 SP | Wearing parts pack C M200, 240 V2 SP | 77 | 1766.39 | 4062321305529 | 4.2 | 3.57 | KG | 29.841 | CDM | 490 | 290 | 210 | MM | 85030091
8738655171 | Wearing parts pack C M100, 140 V3 SP | Wearing parts pack C M100, 140 V3 SP | Verschleißteilpaket C M100, 140 V3 SP | Wearing parts pack C M100, 140 V3 SP | 77 | 1766.39 | 4062321305482 | 1.733 | 1.473 | KG | 12.784 | CDM | 320 | 235 | 170 | MM | 85030091
8738654290 | Wearing parts pack B M12 SP | Wearing parts pack B M12 SP | Verschleißteilepaket B M12 SP | Wearing parts pack B M12 SP | 77 | 1766.39 | 4062321305253 | 8.1 | 6.885 | KG | 40.176 | CDM | 360 | 360 | 310 | MM | 85030091
8738654272 | Verschleißteilepaket D M70V2 SP | Verschleißteilepaket D M70V2 SP | Verschleißteilepaket D M70V2 SP | Verschleißteilepaket D M70V2 SP | 75 | 1604.6 | 4062321305079 | 5.741 | 4.879 | KG | 51.948 | CDM | 520 | 370 | 270 | MM | 85030091
8738654256 | Wearing parts pack C M200, M240 SP | Wearing parts pack C M200, M240 SP | Verschleißteilepaket C M200, M240 SP | Wearing parts pack C M200, M240 SP | 80 | 2049.57 | 4062321304911 | 4.159 | 3.535 | KG | 36.309 | CDM | 490 | 285 | 260 | MM | 85030091
8738654255 | Wearing parts pack D M140V1 SP | Wearing parts pack D M140V1 SP | Verschleißteilepaket D M140V1 SP | Wearing parts pack D M140V1 SP | 77 | 1766.39 | 4062321304904 | 4.695 | 3.99 | KG | 54.506 | CDM | 510 | 375 | 285 | MM | 85030091
8738654276 | Wearing parts pack C M20V1 SP | Wearing parts pack C M20V1 SP | Verschleißteilepaket C M20V1 SP | Wearing parts pack C M20V1 SP | 77 | 1766.39 | 4062321305116 | 7.52 | 6.392 | KG | 40.176 | CDM | 360 | 360 | 310 | MM | 85030091
8738655172 | Wearing parts pack D M100, 140 V3 SP | Wearing parts pack D M100, 140 V3 SP | Verschleißteilpaket D M100, 140 V3 SP | Wearing parts pack D M100, 140 V3 SP | 79 | 1955.19 | 4062321305499 | 5.266 | 4.476 | KG | 50.7 | CDM | 520 | 375 | 260 | MM | 85030091
8738654273 | Wearing parts pack C M20V2, M21 SP | Wearing parts pack C M20V2, M21 SP | Verschleißteilepaket C M20V2, M21 SP | Wearing parts pack C M20V2, M21 SP | 78 | 1874.26 | 4062321305086 | 8.35 | 7.097 | KG | 40.176 | CDM | 360 | 360 | 310 | MM | 85030091
8738654289 | Wearing parts pack C M12 SP | Wearing parts pack C M12 SP | Verschleißteilepaket C M12 SP | Wearing parts pack C M12 SP | 79 | 1955.19 | 4062321305246 | 8.761 | 7.446 | KG | 51.638 | CDM | 510 | 375 | 270 | MM | 85030091
8738654268 | Wearing parts pack D M100, M140V2 SP | Wearing parts pack D M100, M140V2 SP | Verschleißteilepaket D M100, M140V2 SP | Wearing parts pack D M100, M140V2 SP | 81 | 2143.96 | 4062321305031 | 6.245 | 5.308 | KG | 61.408 | CDM | 505 | 380 | 320 | MM | 85030091
8738654270 | Wearing parts pack D M200, M240 SP | Wearing parts pack D M200, M240 SP | Verschleißteilepaket D M200, M240 SP | Wearing parts pack D M200, M240 SP | 82 | 2265.32 | 4062321305055 | 7.584 | 6.446 | KG | 124.215 | CDM | 650 | 455 | 420 | MM | 85030091
8738655402 | Wearing parts pack C M365 V2,400 V2 SP | Wearing parts pack C M365 V2,400 V2 SP | Verschleißteilpaket C M365 V2,400 V2 SP | Wearing parts pack C M365 V2,400 V2 SP | 82 | 2265.32 | 4062321305567 | 8.504 | 7.228 | KG | 124.215 | CDM | 650 | 455 | 420 | MM | 85030091
8738655400 | Wearing parts pack B M365 V2,400 V2 | Wearing parts pack B M365 V2,400 V2 | Verschleißteilpaket B M365 V2,400 V2 SP | Wearing parts pack B M365 V2,400 V2 | 82 | 2265.32 | 4062321305550 | 8.522 | 7.243 | KG | 124.215 | CDM | 650 | 455 | 420 | MM | 85030091
8738654266 | Wearing parts pack B M365, M400 SP | Wearing parts pack B M365, M400 SP | Verschleißteilepaket B M365, M400 SP | Wearing parts pack B M365, M400 SP | 82 | 2265.32 | 4062321305017 | 8.454 | 7.185 | KG | 124.085 | CDM | 650 | 460 | 415 | MM | 85030091
8738654257 | Wearing parts pack C M365, M400 SP | Wearing parts pack C M365, M400 SP | Verschleißteilepaket C M365, M400 SP | Wearing parts pack C M365, M400 SP | 82 | 2265.32 | 4062321304928 | 8.446 | 7.179 | KG | 124.085 | CDM | 650 | 460 | 415 | MM | 85030091
8738655200 | Wearing parts pack D M200, 240 V2 SP | Wearing parts pack D M200, 240 V2 SP | Verschleißteilpaket D M200 V2,240 V2 SP | Wearing parts pack D M200, 240 V2 SP | 94 | 3708.1 | 4062321305536 | 8.78 | 7.463 | KG | 123.255 | CDM | 660 | 450 | 415 | MM | 85030091
8738655403 | Wearing parts pack D M365 V2,400 V2 SP | Wearing parts pack D M365 V2,400 V2 SP | Verschleißteilpaket D M365 V2,400 V2 SP | Wearing parts pack D M365 V2,400 V2 SP | 93 | 3505.83 | 4062321305574 | 9.522 | 8.093 | KG | 124.215 | CDM | 650 | 455 | 420 | MM | 85030091
8738654258 | Wearing parts pack D M365, M400 SP | Wearing parts pack D M365, M400 SP | Verschleißteilepaket D M365, M400 SP | Wearing parts pack D M365, M400 SP | 92 | 3344.02 | 4062321304935 | 9.387 | 7.978 | KG | 124.085 | CDM | 650 | 460 | 415 | MM | 85030091
8738657620 | EGHE Compact 36/60 cleaned | EGHE Compact 36/60 cleaned | AWT Compact 36/60 V2 gereinigt SP | EGHE Compact 36/60 V2 cleaned SP | 64 | 977.58 | 4062321305673 | 27.73 | 23.57 | KG | 73.834 | CDM | 610 | 445 | 272 | MM | 84195080
8738651770 | Hexagon nut ISO 4032 M16 galv. 10x SP | Hexagon nut ISO 4032 M16 galv. 10x SP | Mutter ISO 4032 M16 VZ (10x) SP | Hexagon nut ISO 4032 M16 galv. (10x) SP | 11 | 4.79 | 4062321304294 | 0.294 | 0.279 | KG | 0.126 | CDM | 100 | 70 | 18 | MM | 73181699
8738651749 | Screw hex. head ISO 4017 M10x12 V2A SP | Screw hex. head ISO 4017 M10x12 V2A SP | Sechskantschraube ISO 4017 M10x12 V2A SP | Screw hex. head ISO 4017 M10x12 V2A SP | 10 | 3.52 | 4062321304287 | 0.024 | 0.022 | KG | 0.005 | CDM | 20 | 16 | 16 | MM | 73181575
8738651729 | Screw M4x16mm DIN933 VZ 10x SP | Screw M4x16mm DIN933 VZ 10x SP | Schraube M4x16mm DIN933 VZ (10x) SP | Screw M4x16mm DIN933 VZ (10x) SP | 11 | 4.79 | 4062321304263 | 0.02 | 0.019 | KG | 0.035 | CDM | 100 | 70 | 5 | MM | 73181588
8738651701 | Screw hex. head ISO 4017 M10x30 galv. SP | Screw hex. head ISO 4017 M10x30 galv. SP | Sechskantschraube ISO 4017 M10x30 VZ SP | Screw hex. head ISO 4017 M10x30 galv. SP | 10 | 3.52 | 4062321304256 | 0.032 | 0.03 | KG | 0.012 | CDM | 36 | 18 | 18 | MM | 73181588
8738651698 | Screw hex. head ISO 4017 M10x20 10x SP | Screw hex. head ISO 4017 M10x20 10x SP | Sechskantschr. ISO4017 M10x20 VZ (10x)SP | Screw hex. head ISO 4017 M10x20 (10x) SP | 11 | 4.79 | 4062321304249 | 0.221 | 0.209 | KG | 0.108 | CDM | 90 | 60 | 20 | MM | 73181588
8738651691 | Screw hex. head ISO 4017 M8x25 10x SP | Screw hex. head ISO 4017 M8x25 10x SP | Sechskantschr. ISO4017 M8x25 VZ (10x) SP | Screw hex. head ISO4017 M8x25 (10x) SP | 11 | 4.79 | 4062321304232 | 0.135 | 0.128 | KG | 0.06 | CDM | 80 | 30 | 25 | MM | 73181588
8738651689 | Screw hex. head ISO8676 M8x1x10 blank SP | Screw hex. head ISO8676 M8x1x10 blank SP | Sechskantschr. ISO 8676 M8x1x10 blank SP | Screw hex. head ISO8676 M8x1x10 blank SP | 11 | 4.79 | 4062321304225 | 0.013 | 0.012 | KG | 0.053 | CDM | 50 | 70 | 15 | MM | 73181699
8738651610 | Washer ISO 7089 17,0mm galv. 10x SP | Washer ISO 7089 17,0mm galv. 10x SP | Scheibe ISO 7089 17,0mm VZ (10x) SP | Washer ISO 7089 17,0mm galv. (10x) SP | 11 | 4.79 | 4062321304201 | 0.105 | 0.099 | KG | 0.035 | CDM | 100 | 70 | 5 | MM | 73182200
8738651608 | Washer ISO 7089 10,5mm galv. 10x SP | Washer ISO 7089 10,5mm galv. 10x SP | Scheibe ISO 7089 10,5mm VZ (10x) SP | Washer ISO 7089 10,5mm galv. (10x) SP | 10 | 3.52 | 4062321304195 | 0.032 | 0.03 | KG | 0.016 | CDM | 90 | 60 | 3 | MM | 73182200
8738651602 | Washer ISO 7089 4,3mm galv. 10x SP | Washer ISO 7089 4,3mm galv. 10x SP | Scheibe ISO 7089 4,3mm VZ (10x) SP | Washer ISO 7089 4,3mm galv. (10x) SP | 10 | 3.52 | 4062321304188 | 0.005 | 0.004 | KG | 0.014 | CDM | 100 | 70 | 2 | MM | 73182200
8738650561 | Cu-ring for oil filter 18x24mm 2x SP | Cu-ring for oil filter 18x24mm 2x SP | Kupferdichtring 18x24mm (2x) SP | Cu-ring for oil filter 18x24mm (2x) SP | 10 | 3.52 | 4062321303938 | 0.004 | 0.002 | KG | 0.001 | CDM | 24 | 24 | 1.3 | MM | 74199990
8738649356 | O-ring 36,09x3,53mm 4x SP | O-ring 36,09x3,53mm 4x SP | O-Ring 36,09x3,53mm SP | O-Ring 36,09x3,53mm | - | - | 4062321303464 | 0.005 | 0.004 | KG | 0.006 | CDM | 43 | 43 | 3 | MM | 40169300 | Phased out | 8738658662
8738651244 | Terminal 2 floors 0,2-2,5mm² grey SP | Terminal 2 floors 0,2-2,5mm² grey SP | Klemme 2-stöckig 0,2-2,5mm² grau SP | Terminal 2 floors 0,2-2,5mm² grey SP | 11 | 4.79 | 4062321304119 | 0.015 | 0.014 | KG | 0.018 | CDM | 70 | 50 | 5 | MM | 85030091
8738652700 | EGHE Compact 36/60 V2 SP | EGHE Compact 36/60 V2 SP | AWT Compact 36/60 V2 SP | EGHE Compact 36/60 V2 SP | 102 | 5380.1 | 4062321304805 | 26.365 | 22.41 | KG | 71.709 | CDM | 615 | 440 | 265 | MM | 84195080
8738651811 | Hexagon nut DIN 2510 NF M12 4x SP | Hexagon nut DIN 2510 NF M12 4x SP | Mutter DIN 2510 NF M12 (4x) SP | Hexagon nut DIN 2510 NF M12 (4x) SP | 13 | 7.69 | 4062321304362 | 0.114 | 0.108 | KG | 0.046 | CDM | 50 | 70 | 13 | MM | 73181692
8738651580 | Slangklem 25-40mm (2x) SP | Collier de serrage 25-40mm (2x) SP | Schlauchschelle 25-40mm (2x) SP | Hose clamp 25-40mm (2x) SP | 13 | 7.69 | 4062321384791 | 0.036 | 0.034 | KG | 0.07 | CDM | 50 | 70 | 20 | MM | 73269098
8738650567 | Cu-ring 21x30mm SP | Cu-ring 21x30mm SP | Kupferdichtring 21x30mm SP | Cu-ring 21x30mm SP | - | - | 4062321303945 | 0.007 | 0.006 | KG | 0.002 | CDM | 30 | 30 | 2 | MM | 74152100 | Phased out
8738651607 | Sluitring ISO 7089 8,4mm galv. (4x) SP | Rondelle ISO 7089 8,4mm galv. (4x) SP | Scheibe ISO 7089 8,4mm VZ (4x) SP | Washer ISO 7089 8,4mm galv. (4x) SP | 13 | 7.69 | 4062321384852 | 0.009 | 0.008 | KG | 0.002 | CDM | 50 | 20 | 2 | MM | 73182200
8738650543 | Gasket 61x107x2mm Novapress Basic SP | Gasket 61x107x2mm Novapress Basic SP | Dichtung 61x107x2mm Novapress Basic SP | Gasket 61x107x2mm Novapress Basic SP | - | - | 4062321303891 | 0.026 | 0.024 | KG | 0.036 | CDM | 110 | 110 | 3 | MM | 68159900 | Phased out
8738650542 | Gasket 61x95x2mm Novapress Basic SP | Gasket 61x95x2mm Novapress Basic SP | Dichtung 61x95x2mm Novapress Basic SP | Gasket 61x95x2mm Novapress Basic SP | - | - | 4062321303884 | 0.02 | 0.019 | KG | 0.019 | CDM | 97 | 97 | 2 | MM | 68159900 | Phased out | 8738658670
8738650540 | Gasket 49x86x2mm Novapress Basic 2x SP | Gasket 49x86x2mm Novapress Basic 2x SP | Dichtung 49x86x2 Novapress Basic (2x) SP | Gasket 49x86x2 Novapress Basic (2x) SP | - | - | 4062321303877 | 0.027 | 0.025 | KG | 0.036 | CDM | 85 | 85 | 5 | MM | 68159900 | Phased out | 8738658673
8738649316 | O-ring motor waterinlaat VW SP | Joint torique d'entrée d'eau moteur VW S | O-Ring Motorwasser Eintritt VW SP | O-ring engine water inlet VW SP | 16 | 12.66 | 4062321379919 | 0.004 | 0.003 | KG | 0.014 | CDM | 80 | 60 | 3 | MM | 40169300
8738651803 | Screw DIN 2510 L M16x60 SP | Screw DIN 2510 L M16x60 SP | Schraube DIN 2510 L M16x60 SP | Screw DIN 2510 L M16x60 SP | 16 | 12.66 | 4062321304300 | 0.08 | 0.076 | KG | 0.026 | CDM | 65 | 20 | 20 | MM | 73181575
8738650539 | Gasket 43x75x2mm Novapress Basic SP | Gasket 43x75x2mm Novapress Basic SP | Dichtung 43x75x2mm Novapress Basic SP | Gasket 43x75x2mm Novapress Basic SP | - | - | 4062321303860 | 0.013 | 0.012 | KG | 0.011 | CDM | 75 | 75 | 2 | MM | 68159900 | Phased out
8738650548 | Gasket 115x162x2mm Novapress Basic SP | Gasket 115x162x2mm Novapress Basic SP | Dichtung 115x162x2mm Novapress Basic SP | Gasket 115x162x2mm Novapress Basic SP | - | - | 4062321303907 | 0.039 | 0.037 | KG | 0.052 | CDM | 162 | 162 | 2 | MM | 68159900 | Phased out
8738649817 | O-ring 66,27x3,53mm 4x SP | O-ring 66,27x3,53mm 4x SP | O-Ring 66,27x3,53mm (4x) SP | O-ring 66,27x3,53mm (4x) SP | - | - | 4062321303631 | 0.014 | 0.013 | KG | 0.064 | CDM | 80 | 80 | 10 | MM | 85030091 | Phased out
8738651816 | Screw DIN 2510 L M20x100 SP | Screw DIN 2510 L M20x100 SP | Schraube DIN 2510 L M20x100 SP | Screw DIN 2510 L M20x100 SP | 18 | 16.32 | 4062321304393 | 0.187 | 0.177 | KG | 0.147 | CDM | 105 | 70 | 20 | MM | 73181588
8738651812 | Hexagon nut DIN 2510 NF M16 4x SP | Hexagon nut DIN 2510 NF M16 4x SP | Mutter DIN 2510 NF M16 (4x) SP | Hexagon nut DIN 2510 NF M16 (4x) SP | 17 | 14.44 | 4062321304379 | 0.213 | 0.202 | KG | 0.119 | CDM | 100 | 70 | 17 | MM | 73181699
8738650661 | Auxiliary switch for mains isolator SP | Auxiliary switch for mains isolator SP | Hilfsschalter M22-K01 SP | Auxiliary switch for mains isolator SP | 19 | 18.48 | 4062321304003 | 0.01 | 0.009 | KG | 0.027 | CDM | 45 | 60 | 10 | MM | 85389099
8738650660 | Auxiliary switch for mains isolator SP | Auxiliary switch for mains isolator SP | Hilfsschalter M22-K10 SP | Auxiliary switch for mains isolator SP | 19 | 18.48 | 4062321303990 | 0.012 | 0.011 | KG | 0.024 | CDM | 45 | 60 | 9 | MM | 85389099
8738652128 | Injector D 0,4 MB-VEF/SE SP | Injector D 0,4 MB-VEF/SE SP | Vorbaudüse D 0,4 MB-VEF/SE SP | Injector D 0,4 MB-VEF/SE SP | 18 | 16.32 | 4062321304522 | 0.003 | 0.002 | KG | 0.07 | CDM | 90 | 60 | 13 | MM | 84819000
8738651813 | Hexagon nut DIN 2510 NF M20 4x SP | Hexagon nut DIN 2510 NF M20 4x SP | Mutter DIN 2510 NF M20 (4x) SP | Hexagon nut DIN 2510 NF M20 (4x) SP | 18 | 16.32 | 4062321304386 | 0.345 | 0.327 | KG | 0.14 | CDM | 100 | 70 | 20 | MM | 73181699
8738651686 | Screw hex. head ISO 4017 M8x10 gal 2x SP | Screw hex. head ISO 4017 M8x10 gal 2x SP | Sechskantschr. ISO4017 M8x10 VZ (2x) SP | Screw hex. head ISO4017 M8x10 gal (2x)SP | 18 | 16.32 | 4062321304218 | 0.019 | 0.018 | KG | 0.041 | CDM | 45 | 60 | 15 | MM | 73181588
8738651577 | Hose clamp 12-22mm 4x SP | Hose clamp 12-22mm 4x SP | Schlauchschelle 12-22mm (4x) SP | Hose clamp 12-22mm (4x) SP | 18 | 16.32 | 4062321304140 | 0.049 | 0.046 | KG | 0.091 | CDM | 100 | 70 | 13 | MM | 73269098
8738650550 | Gasket 141x192x2mm Novapress Basic SP | Gasket 141x192x2mm Novapress Basic SP | Dichtung 141x192x2mm Novapress Basic SP | Gasket 141x192x2mm Novapress Basic SP | - | - | 4062321303914 | 0.058 | 0.055 | KG | 0.111 | CDM | 192 | 192 | 3 | MM | 68069000 | Phased out
8738649809 | O-ring 20x3,0mm SP | Joint torique 20x3,0mm SP | O-Ring 20x3,0mm SP | O-ring 20x3,0mm SP | - | - | 4062321381707 | 0.001 | 0.001 | KG | 0.001 | CDM | 25 | 25 | 2 | MM | 40169300 | Phased out | 8738663463
8738649437 | Stud M10x65mm SP | Stud M10x65mm SP | Stiftschraube M10x65mm SP | Stud M10x65mm SP | 19 | 18.48 | 4062321303525 | 0.047 | 0.044 | KG | 0.093 | CDM | 65 | 75 | 19 | MM | 73181588
8738652640 | Air vent valve 3/8" SP | Air vent valve 3/8" SP | Schnellentlüfter 3/8" SP | Air vent valve 3/8" SP | 19 | 18.48 | 4062321218003 | 0.175 | 0.166 | KG | 0.28 | CDM | 100 | 70 | 40 | MM | 84818099
8738652497 | Coupler relay 24VDC,6A,1 changeover SP | Coupler relay 24VDC,6A,1 changeover SP | Koppelrelais 24VDC 6A 1 Wechsler SP | Coupler relay 24VDC,6A,1 changeover SP | 20 | 20.5 | 4062321304638 | 0.008 | 0.007 | KG | 0.003 | CDM | 30 | 20 | 5 | MM | 85364900
8738651807 | Screw DIN 2510 L M20x80 SP | Screw DIN 2510 L M20x80 SP | Schraube DIN 2510 L M20x80 SP | Screw DIN 2510 L M20x80 SP | 19 | 18.48 | 4062321304331 | 0.159 | 0.151 | KG | 0.14 | CDM | 100 | 70 | 20 | MM | 73181542
8738650557 | Gasket 169x217x2mm Novapress Basic SP | Gasket 169x217x2mm Novapress Basic SP | Dichtung 169x217x2mm Novapress Basic SP | Gasket 169x217x2mm Novapress Basic SP | - | - | 4062321303921 | 0.065 | 0.061 | KG | 0.094 | CDM | 217 | 217 | 2 | MM | 85030091 | Phased out
8738650525 | Gasket G1-27 SP | Gasket G1-27 SP | Dichtung G1-27 SP | Gasket G1-27 SP | - | - | 4062321303853 | 0.006 | 0.005 | KG | 0.019 | CDM | 100 | 96 | 2 | MM | 84841000 | Phased out | 8755007740
8738650394 | Buis 25,0x2,0mm 1.4571 (0,06M) SP | Tube 25,0x2,0mm 1.4571 (0,06M) SP | Rohr 25,0x2,0mm 1.4571 (0,06M) SP | Tube 25,0x2,0mm 1.4571 (0,06M) SP | 19 | 18.48 | 4062321382728 | 0.069 | 0.065 | KG | 0.378 | CDM | 605 | 25 | 25 | MM | 73043993
8738650143 | Screw plug DIN 910 M18x1,5 galv. SP | Screw plug DIN 910 M18x1,5 galv. SP | Verschlussschraube DIN 910 M18x1,5 VZ SP | Screw plug DIN 910 M18x1,5 galv. SP | 21 | 22.92 | 4062321303747 | 0.048 | 0.045 | KG | 0.123 | CDM | 70 | 70 | 25 | MM | 73269098
8738652393 | Sealing tape isoTherm ST 20x2mm 1,5m SP | Sealing tape isoTherm ST 20x2mm 1,5m SP | Dichtband isoTherm ST 20x2mm (1,5m) SP | Sealing tape isoTherm ST 20x2mm (1,5m)SP | - | - | 4062321304591 | 0.043 | 0.04 | KG | 0.165 | CDM | 100 | 75 | 22 | MM | 70195100 | Phased out
8738651741 | Screw hex. head ISO 4017 M16x70 4x SP | Screw hex. head ISO 4017 M16x70 4x SP | Sechskantschr. ISO4017 M16x70 VZ (4x) SP | Screw hex. head ISO4017 M16x70 (4x) SP | 20 | 20.5 | 4062321304270 | 0.515 | 0.437 | KG | 0.196 | CDM | 100 | 70 | 28 | MM | 73181588
8738651578 | Hose clamp 16-27mm 2x SP | Hose clamp 16-27mm 2x SP | Schlauchschelle 16-27mm (2x) SP | Hose clamp 16-27mm (2x) SP | 20 | 20.5 | 4062321304157 | 0.027 | 0.025 | KG | 0.091 | CDM | 100 | 70 | 13 | MM | 73269098
8738650510 | Gasket 90x142x2mm Novaphit SSTC SP | Gasket 90x142x2mm Novaphit SSTC SP | Dichtung 90x142x2mm Novaphit SSTC SP | Gasket 90x142x2mm Novaphit SSTC SP | - | - | 4062321303839 | 0.031 | 0.029 | KG | 0.04 | CDM | 142 | 142 | 2 | MM | 68069000 | Phased out
8738650475 | Gasket 80x126x2mm Novaform SK SP | Gasket 80x126x2mm Novaform SK SP | Dichtung 80x126x2mm Novaform SK SP | Gasket 80x126x2mm Novaform SK SP | - | - | 4062321303754 | 0.026 | 0.024 | KG | 0.032 | CDM | 126 | 126 | 2 | MM | 68069000 | Phased out
8738651575 | Slangklem 8-16mm (2x) SP | Collier de serrage 8-16mm (2x) SP | Schlauchschelle 8-16mm (2x) SP | Hose clamp 8-16mm (2x) SP | 22 | 24.96 | 4062321384760 | 0.023 | 0.021 | KG | 0.04 | CDM | 50 | 40 | 20 | MM | 73269098
8738649392 | Valve lid gasket MAN 08xx SP | Valve lid gasket MAN 08xx SP | Ventildeckeldichtung MAN 02xx SP | Valve lid gasket MAN 02xx SP | 21 | 22.92 | 4062321303501 | 0.04 | 0.038 | KG | 0.05 | CDM | 280 | 180 | 1 | MM | 68159900
8738651808 | Cylinder screw ISO4762M10x25 1.7709 SP | Cylinder screw ISO4762M10x25 1.7709 SP | Zylinderschr. ISO 4762 M10x25 1.7709 SP | Cylinder screw ISO4762M10x25 1.7709 SP | 25 | 32.89 | 4062321304348 | 0.023 | 0.021 | KG | 0.056 | CDM | 50 | 70 | 16 | MM | 73181542
8738651326 | Filter mat SK3172.100 2x SP | Filter mat SK3172.100 2x SP | Filtermatte SK3172.100 (2x) SP | Filter mat SK3172.100 (2x) SP | 22 | 24.96 | 4062321217976 | 0.036 | 0.034 | KG | 1.013 | CDM | 225 | 225 | 20 | MM | 84219990
8738650509 | Gasket 77x127x2mm Novaphit SSTC SP | Gasket 77x127x2mm Novaphit SSTC SP | Dichtung 77x127x2mm Novaphit SSTC SP | Gasket 77x127x2mm Novaphit SSTC SP | - | - | 4062321303822 | 0.026 | 0.024 | KG | 0.032 | CDM | 127 | 127 | 2 | MM | 68151090 | Phased out | 8738658667
8738650478 | Gasket 115x162x2mm Novaform SK SP | Gasket 115x162x2mm Novaform SK SP | Dichtung 115x162x2mm Novaform SK SP | Gasket 115x162x2mm Novaform SK SP | - | - | 4062321303785 | 0.045 | 0.042 | KG | 0.052 | CDM | 162 | 162 | 2 | MM | 68069000 | Phased out
8738649989 | Ball joints for linkages CS10-M6 2x SP | Ball joints for linkages CS10-M6 2x SP | Winkelgelenk CS10-M6 m.Dichtkappe (2x)SP | Ball joints for linkages CS10-M6 (2x) SP | 23 | 27.22 | 4062321303716 | 0.049 | 0.046 | KG | 0.029 | CDM | 55 | 35 | 15 | MM | 73181900
8738652624 | Sealing ring M14 for spark plug 6x SP | Sealing ring M14 for spark plug 6x SP | Dichtring M14 für Zündkerze (6x) SP | Sealing ring M14 for spark plug (6x) SP | 24 | 29.93 | 4062321304737 | 0.007 | 0.006 | KG | 0.021 | CDM | 100 | 70 | 3 | MM | 40169952
8738650522 | Gasket 61x130x2mm Novaform SK SP | Gasket 61x130x2mm Novaform SK SP | Dichtung 61x130x2mm Novaform SK SP | Gasket 61x130x2mm Novaform SK SP | - | - | 4062321303846 | 0.042 | 0.039 | KG | 0.034 | CDM | 130 | 130 | 2 | MM | 68069000 | Phased out
8738650479 | Gasket 143x191x2mm Novaform SK SP | Gasket 143x191x2mm Novaform SK SP | Dichtung 143x191x2mm Novaform SK SP | Gasket 143x191x2mm Novaform SK SP | - | - | 4062321303792 | 0.056 | 0.053 | KG | 0.073 | CDM | 191 | 191 | 2 | MM | 68069000 | Phased out
8738652653 | Gedraaid deel mondstuk inzetstuk SP | Insert de buse en pièce tournée SP | Drehteil Düseneinsatz SP | Turned part nozzle insert SP | 25 | 32.89 | 4062321386955 | 0.005 | 0.005 | KG | 0.002 | CDM | 13 | 11 | 11 | MM | 73089098
8738651941 | Binding wire 0,8mm ss SP | Binding wire 0,8mm ss SP | Bindedraht 0,8mm VA SP | Binding wire 0,8mm ss SP | 25 | 32.89 | 4062321304416 | 0.158 | 0.15 | KG | 0.304 | CDM | 150 | 45 | 45 | MM | 72230019
8738652610 | Lamella mat RCK Klimarock 30mm 1m² SP | Lamella mat RCK Klimarock 30mm 1m² SP | Lamellenmatte RCK Klimarock 30mm 1m² SP | Lamella mat RCK Klimarock 30mm 1m² SP | - | - | 4062321304683 | 2 | 1.7 | KG | 36.338 | CDM | 500 | 285 | 255 | MM | 68061000 | Phased out
8738651953 | Filter element GFK25/32 SP | Filter element GFK25/32 SP | Filtereinsatz GFK25/32 SP | Filter element GFK25/32 SP | 27 | 42.05 | 4062321304423 | 0.028 | 0.026 | KG | 0.387 | CDM | 215 | 120 | 15 | MM | 84219990
8738650630 | Auxiliary block 3RH1911-1HA22 2NO/2NC SP | Auxiliary block 3RH1911-1HA22 2NO/2NC SP | Hilfsschalterbl.3RH1911-1HA22 2NO/2NC SP | Auxiliary block 3RH1911-1HA22 2NO/2NC SP | - | - | 4062321303969 | 0.055 | 0.052 | KG | 0.096 | CDM | 60 | 40 | 40 | MM | 85365080 | Phased out
8738650581 | Valve lid gasket MAN 28xx 2x SP | Valve lid gasket MAN 28xx 2x SP | Ventildeckeldichtung MAN 28xx (2x) SP | Valve lid gasket MAN 28xx (2x) SP | 27 | 42.05 | 4062321303952 | 0.022 | 0.02 | KG | 0.087 | CDM | 145 | 150 | 4 | MM | 48239085
8738649381 | Spark plug Bosch Super WR SP | Spark plug Bosch Super WR SP | Zündkerze Bosch Super WR SP | Spark plug Bosch Super WR SP | - | - | 4062321303495 | 0.065 | 0.061 | KG | 0.175 | CDM | 100 | 70 | 25 | MM | 85111000 | Phased out | 8738649370
8738649380 | Spark plug Bosch Iridium FR 3 KII332 SP | Spark plug Bosch Iridium FR 3 KII332 SP | Zündkerze Bosch Iridium FR 3 KII332 SP | Spark plug Bosch Iridium FR 3 KII332 SP | - | - | 4062321216108 | 0.048 | 0.045 | KG | 0.175 | CDM | 100 | 70 | 25 | MM | 85111000 | Phased out
8738649338 | Oil filter VW SP | Oil filter VW SP | Ölfilter VW SP | Oil filter VW SP | 26 | 36.29 | 4062321303433 | 0.36 | 0.342 | KG | 0.768 | CDM | 80 | 120 | 80 | MM | 84212300
8738652638 | Gasket 90x160x2mm Novamica Thermex SP | Gasket 90x160x2mm Novamica Thermex SP | Dichtung 90x160x2mm Novamica Thermex SP | Gasket 90x160x2mm Novamica Thermex SP | - | - | 4062321304782 | 0.06 | 0.057 | KG | 0.051 | CDM | 160 | 160 | 2 | MM | 68149000 | Phased out | 8738658664
8738651809 | Screw DIN 2510 L M12x70 4x SP | Screw DIN 2510 L M12x70 4x SP | Schraube DIN 2510 L M12x70 (4x) SP | Screw DIN 2510 L M12x70 (4x) SP | 28 | 47.73 | 4062321304355 | 0.173 | 0.164 | KG | 0.084 | CDM | 100 | 70 | 12 | MM | 73181542
8738651806 | Screw DIN 2510 L M16x80 4x SP | Screw DIN 2510 L M16x80 4x SP | Schraube DIN 2510 L M16x80 (4x) SP | Screw DIN 2510 L M16x80 (4x) SP | 28 | 47.73 | 4062321304324 | 0.375 | 0.356 | KG | 0.112 | CDM | 100 | 70 | 16 | MM | 73181542
8738651346 | Filter mat SK3322.700 3x SP | Filter mat SK3322.700 3x SP | Filtermatte SK3322.700 (3x) SP | Filter mat SK3322.700 (3x) SP | 28 | 47.73 | 4062321304126 | 0.01 | 0.009 | KG | 0.406 | CDM | 130 | 125 | 25 | MM | 56039390
8738650476 | Gasket 169x218x2mm Novaform SK SP | Gasket 169x218x2mm Novaform SK SP | Dichtung 169x218x2mm Novaform SK SP | Gasket 169x218x2mm Novaform SK SP | - | - | 4062321303761 | 0.069 | 0.065 | KG | 0.095 | CDM | 218 | 218 | 2 | MM | 68069000 | Phased out
8738649921 | Coolant pressure gauge adjusted0-4bar SP | Coolant pressure gauge adjusted0-4bar SP | Glyzerin-Manometer 0-4bar ø63mm 1/4" SP | Coolant pressure gauge adjusted0-4bar SP | 28 | 47.73 | 4062321303693 | 0.231 | 0.219 | KG | 0.368 | CDM | 75 | 70 | 70 | MM | 90262040
8738652703 | Bedieningskabel LiYY 2x0,5mm² met stekke | Câble de commande LiYY 2x0,5mm² avec fic | Steuerleit. LiYY 2x0,5mm² mit Stecker SP | Control cable LiYY 2x0,5mm² with plug SP | 30 | 59.86 | 4062321387167 | 0.2 | 0.2 | KG | 4.8 | CDM | 400 | 400 | 30 | MM | 85444290
8738652621 | Gasket for ignition cab. MAN E08xx 6x SP | Gasket for ignition cab. MAN E08xx 6x SP | Dichtring Zündkabel MAN E08xx (6x) SP | Gasket f. ignition cab. MAN E08xx (6x)SP | 30 | 59.86 | 4062321304706 | 0.025 | 0.023 | KG | 0.105 | CDM | 100 | 70 | 15 | MM | 39269097
8738652620 | Gasket for ignition cab. MAN E28xx 6x SP | Gasket for ignition cab. MAN E28xx 6x SP | Dichtring Zündkabel MAN E28xx (6x) SP | Gasket ignition cab. MAN E28xx (6x)SP | 30 | 59.86 | 4062321216139 | 0.023 | 0.021 | KG | 0.105 | CDM | 100 | 70 | 15 | MM | 39269097
8738651804 | Screw DIN 2510 L M16x70 4x SP | Screw DIN 2510 L M16x70 4x SP | Schraube DIN 2510 L M16x70 (4x) SP | Screw DIN 2510 L M16x70 (4x) SP | 29 | 53.54 | 4062321304317 | 0.343 | 0.325 | KG | 0.112 | CDM | 100 | 70 | 16 | MM | 73181542
8738651353 | Compression fitting M8x1 ss SP | Compression fitting M8x1 ss SP | Klemmverschraubung M8x1 VA SP | Compression fitting M8x1 ss SP | 29 | 53.54 | 4062321304133 | 0.013 | 0.012 | KG | 0.07 | CDM | 100 | 70 | 10 | MM | 73079980
8738649977 | Safety shut-off val. 1/2"1,5bar brass SP | Safety shut-off val. 1/2"1,5bar brass SP | Sicherheitsventil 1/2" 1,5bar MS SP | Safety shut-off val. 1/2"1,5bar brass SP | 29 | 53.54 | 4062321303709 | 0.171 | 0.162 | KG | 0.223 | CDM | 90 | 55 | 45 | MM | 84814090
8738649587 | O-ring oil separator MAN 2842 2x SP | O-ring oil separator MAN 2842 2x SP | O-Ring Ölabscheider MAN 2842 SP | O-ring oil separator MAN 2842 SP | 21 | 22.92 | 4062321303563 | 0.005 | 0.004 | KG | 0.021 | CDM | 100 | 70 | 3 | MM | 84213985
8738649522 | Oil filter element 2876 SP | Oil filter element 2876 SP | Ölfiltereinsatz 2876 SP | Oil filter element 2876 SP | 30 | 59.86 | 4062321303532 | 0.201 | 0.18 | KG | 2.055 | CDM | 95 | 97 | 223 | MM | 84219990
8738657603 | Gasket 141x192x2mm Novamica Thermex | Gasket 141x192x2mm Novamica Thermex | Dichtung 141x192x2mm Novamica Thermex SP | Gasket 141x192x2mm Novamica Thermex SP | - | - | 4062321305598 | 0.042 | 0.04 | KG | 0.073 | CDM | 191 | 191 | 2 | MM | 68149000 | Phased out
8738652707 | Drukdop MCR 1,5bar SP | Bouchon de pression MCR 1,5bar SP | Verschlusskappe MCR 1,5bar SP | Pressure cap MCR 1,5bar SP | 30 | 59.86 | 4062321387198 | 0.5 | 0.3 | KG | 0.162 | CDM | 65.5 | 65.5 | 37.7 | MM | 87089997
8738652615 | Detection chamber for series DP 700 SP | Detection chamber for series DP 700 SP | Detektionskammer für Serie DP 700 SP | Detection chamber for series DP 700 SP | 30 | 59.86 | 4062321304690 | 0.01 | 0.009 | KG | 0.14 | CDM | 100 | 70 | 20 | MM | 39269097
8738652549 | Filter element MBC-300 SP | Filter element MBC-300 SP | Filtereinsatz MBC-300 SP | Filter element MBC-300 SP | 30 | 59.86 | 4062321304669 | 0.02 | 0.019 | KG | 0.07 | CDM | 100 | 70 | 10 | MM | 59119099
8738652500 | Gasket 77x127x2mm Novamica-Thermex SP | Gasket 77x127x2mm Novamica-Thermex SP | Dichtung 77x127x2mm Novamica Thermex SP | Gasket 77x127x2mm Novamica-Thermex SP | - | - | 4062321304645 | 0.036 | 0.034 | KG | 0.032 | CDM | 127 | 127 | 2 | MM | 68149000 | Phased out | 8738658669
8738658669 | Gasket 77x127x2mm Novamica-Thermex SP | Gasket 77x127x2mm Novamica-Thermex SP | Dichtung 77x127x2mm Novamica Thermex SP | Gasket 77x127x2mm Novamica-Thermex SP | 30 | 59.86 | 4062321361938 | 0.106 | 0.1 | KG | 0.02 | CDM | 127 | 127 | 2 | MM | 68149000
8738652289 | Air filter element C11100 SP | Air filter element C11100 SP | Luftfiltereinsatz C11100 SP | Air filter element C11100 SP | 29 | 53.54 | 4062321304577 | 0.314 | 0.298 | KG | 3.944 | CDM | 122 | 122 | 265 | MM | 84219990
8738650490 | Gasket 220x262x2mm Sigraflex "water" SP | Gasket 220x262x2mm Sigraflex "water" SP | Dichtung 220x262x2mm Sigraflex Wasser SP | Gasket 220x262x2mm Sigraflex "water" SP | 32 | 73.62 | 4062321303808 | 0.053 | 0.05 | KG | 0.137 | CDM | 262 | 262 | 2 | MM | 68151090
8738650477 | Gasket 220x273x2mm Novaform SK SP | Gasket 220x273x2mm Novaform SK SP | Dichtung 220x273x2mm Novaform SK SP | Gasket 220x273x2mm Novaform SK SP | - | - | 4062321303778 | 0.088 | 0.083 | KG | 0.149 | CDM | 273 | 273 | 2 | MM | 68069000 | Phased out
8738649467 | Oil filter MAN 0826 SP | Oil filter MAN 0826 SP | Ölfilter MAN 0826 SP | Oil filter MAN 0826 SP | 29 | 53.54 | 4062321216115 | 0.995 | 0.845 | KG | 2.296 | CDM | 112 | 112 | 183 | MM | 84212300
8738649370 | Spark plug RN 79G , 530 SP | Spark plug RN 79G , 530 SP | Zündkerze RN 79G , 530 SP | Spark plug RN 79G , 530 SP | - | - | 4062321303488 | 0.069 | 0.065 | KG | 0.14 | CDM | 100 | 70 | 20 | MM | 85030091 | Phased out | 8738663822
8738657611 | Butterfly valve actuator GPA 0280751004 | Butterfly valve actuator GPA 0280751004 | Drosselklappensteller GPA 0280751004 SP | Butterfly valve actuator GPA 0280751004 | - | - | 4062321305628 | 0.342 | 0.324 | KG | 2.106 | CDM | 195 | 135 | 80 | MM | 85013100 | Phased out
8738651852 | Cap valve 3/4"x3/4" MS SP | Cap valve 3/4"x3/4" MS SP | Kappenventil 3/4"x3/4" MS SP | Cap valve 3/4"x3/4" MS SP | 32 | 73.62 | 4062321304409 | 0.45 | 0.427 | KG | 0.245 | CDM | 100 | 70 | 35 | MM | 84818079
8738657616 | Spark Plug Denso GE2-3#4 | Spark Plug Denso GE2-3#4 | Zündkerze Denso GE2-3#4 SP | Spark Plug Denso GE2-3#4 SP | 38 | 122.17 | 4062321305666 | 0.074 | 0.07 | KG | 0.175 | CDM | 100 | 70 | 25 | MM | 85111000
8738657615 | Spark plug Bosch FR3CII360 | Spark plug Bosch FR3CII360 | Zündkerze Bosch FR3CII360 SP | Spark plug Bosch FR3CII360 | - | - | 4062321305659 | 0.048 | 0.046 | KG | 0.048 | CDM | 87 | 25 | 22 | MM | 85111000 | Phased out
8738652688 | Coupler relay 24VDC 2A 1NO SSR SP | Coupler relay 24VDC 2A 1NO SSR SP | Koppelrelais 24VDC 2A 1NO SSR SP | Coupler relay 24VDC 2A 1NO SSR SP | 33 | 80.64 | 4062321304799 | 0.005 | 0.004 | KG | 0.021 | CDM | 50 | 70 | 6 | MM | 85364110
8738652035 | Cable temp. sensor PT100 type TF25 SP | Cable temp. sensor PT100 type TF25 SP | Kabeltemperaturfühler PT100 Typ TF25 SP | Cable temp. sensor PT100 type TF25 SP | 32 | 73.62 | 4062321304508 | 0.011 | 0.01 | KG | 0.09 | CDM | 150 | 100 | 6 | MM | 90251900
8738651997 | Air filter element C14200 SP | Air filter element C14200 SP | Luftfiltereinsatz C14200 SP | Air filter element C14200 SP | 31 | 66.74 | 4062321304485 | 0.701 | 0.43 | KG | 6.197 | CDM | 340 | 135 | 135 | MM | 84219990
8738651593 | Armaflex panels endless 1m² SP | Armaflex panels endless 1m² SP | Armaflexplatten endlos 1m² SP | Armaflex panels endless 1m² SP | 33 | 80.64 | 4062321304171 | 1.2 | 1.02 | KG | 42 | CDM | 200 | 200 | 1050 | MM | 40091100
8738651588 | Gerband 705 0,025mm aluminium SP | Gerband 705 0,025mm aluminium SP | Gerband 705 0,025mm Alu SP | Gerband 705 0,025mm aluminium SP | 33 | 80.64 | 4062321304164 | 0.967 | 0.821 | KG | 1.276 | CDM | 135 | 135 | 70 | MM | 76072090
8738649911 | Filter element GFK65 DN65 SP | Filter element GFK65 DN65 SP | Filtereinsatz GFK65 DN65 SP | Filter element GFK65 DN65 SP | 32 | 73.62 | 4062321303686 | 0.146 | 0.138 | KG | 0.878 | CDM | 180 | 325 | 15 | MM | 84819000
8738649406 | Gasket exhaust MAN 28xx SP | Gasket exhaust MAN 28xx SP | Dichtung Auspuff MAN 28xx SP | Gasket exhaust MAN 28xx SP | 32 | 73.62 | 4062321303518 | 0.06 | 0.057 | KG | 0.072 | CDM | 155 | 155 | 3 | MM | 84841000
8738654643 | Oil hose 801PLUS-6 1,5m SP | Oil hose 801PLUS-6 1,5m SP | Steckschlauch 801PLUS-6 1,5m SP | Oil hose 801PLUS-6 1,5m SP | 33 | 80.64 | 4062321305369 | 0.285 | 0.27 | KG | 2.088 | CDM | 360 | 290 | 20 | MM | 40093100
8738650491 | Gasket 325x378x2mm Sigraflex "water" SP | Gasket 325x378x2mm Sigraflex "water" SP | Dichtung 325x378x2mm Sigraflex Wasser SP | Gasket 325x378x2mm Sigraflex "water" SP | 34 | 87.65 | 4062321303815 | 0.265 | 0.251 | KG | 3.32 | CDM | 415 | 400 | 20 | MM | 68151090
8738649897 | Oil filter element 28xx SP | Oil filter element 28xx SP | Ölfilterpatrone 28xx SP | Oil filter element 28xx SP | 32 | 73.62 | 4062321303662 | 0.76 | 0.646 | KG | 4.297 | CDM | 125 | 125 | 275 | MM | 84219990
8738652632 | NiCrNi exhaust gas sensor 100x4mm SP | NiCrNi exhaust gas sensor 100x4mm SP | NiCr-Ni Thermoelement MTE, NL 100x4mm SP | NiCrNi exhaust gas sensor 100x4mm SP | 34 | 87.65 | 4062321304775 | 0.036 | 0.034 | KG | 0.106 | CDM | 190 | 70 | 8 | MM | 90259000
8738649906 | Gas train filter element GF505-,507/1 SP | Gas train filter element GF505-,507/1 SP | Filtereinsatz kpl. für GF505-,507/1 SP | Gas train filter element GF505-,507/1 SP | 34 | 87.65 | 4062321303679 | 0.028 | 0.026 | KG | 0.385 | CDM | 110 | 100 | 35 | MM | 59119099
8738652631 | NiCrNi exhaust gas sensor 250x4mm SP | NiCrNi exhaust gas sensor 250x4mm SP | NiCr-Ni Thermoelement MTE, NL 250x4mm SP | NiCrNi exhaust gas sensor 250x4mm SP | 35 | 95.06 | 4062321304768 | 0.057 | 0.054 | KG | 0.21 | CDM | 350 | 40 | 15 | MM | 90251900
8738652405 | Ignition coil P65-T SP | Ignition coil P65-T SP | Zündspule P65-T SP | Ignition coil P65-T SP | - | - | 4062321304607 | 0.257 | 0.244 | KG | 1.14 | CDM | 150 | 95 | 80 | MM | 85113000 | Phased out | 0281005862
0281005862 | Ignition coil P65-T SP | Ignition coil P65-T SP | Zündspule P65-T SP | Ignition coil P65-T SP | 37 | 112.45 | 4047024750036 | 0.451 | 0.222 | KG | 0.547 | CDM | 143 | 45 | 85 | MM | 85113000
8738651998 | Air filter element C15300 SP | Air filter element C15300 SP | Luftfiltereinsatz C15300 SP | Air filter element C15300 SP | 34 | 87.65 | 4062321304492 | 0.702 | 0.7 | KG | 36 | CDM | 400 | 300 | 300 | MM | 84219990
8738649896 | Gas train filter element GF510-515/1 SP | Gas train filter element GF510-515/1 SP | Filtereinsatz f. GF510-515/1 SP | Gas train filter element GF510-515/1 SP | 36 | 102.88 | 4062321303655 | 0.053 | 0.05 | KG | 0.54 | CDM | 120 | 100 | 45 | MM | 68069000
8738654627 | Oil hose 801PLUS-12-BLK-RL 1,5m SP | Oil hose 801PLUS-12-BLK-RL 1,5m SP | Steckschlauch 801PLUS-12-BLK-RL (1,5m)SP | Oil hose 801PLUS-12-BLK-RL (1,5m) SP | 37 | 112.45 | 4062321305352 | 0.46 | 0.437 | KG | 3.92 | CDM | 280 | 280 | 50 | MM | 40093100
8738652221 | Spare element for ProVent 200 SP | Spare element for ProVent 200 SP | Ersatzelement f. ProVent 200 SP | Spare element for ProVent 200 SP | 36 | 102.88 | 4062321304560 | 0.13 | 0.123 | KG | 1.169 | CDM | 86 | 86 | 158 | MM | 84219990
8738652622 | Sealing ring 10x5mm blue 12x SP | Sealing ring 10x5mm blue 12x SP | Dichtring 10x5mm blau (12x) SP | Sealing ring 10x5mm blue (12x) SP | 37 | 112.45 | 4062321304713 | 0.036 | 0.034 | KG | 0.091 | CDM | 100 | 70 | 13 | MM | 39269097
8738652218 | High limit safety cut-out heatTHERM SP | High limit safety cut-out heatTHERM SP | STB heatTHERM m.Umschaltkontakt 110°C SP | High limit safety cut-out heatTHERM SP | 37 | 112.45 | 4062321304553 | 0.105 | 0.099 | KG | 0.405 | CDM | 90 | 90 | 50 | MM | 90321080
8738651995 | Air filter element C25990 SP | Air filter element C25990 SP | Luftfiltereinsatz C25990 SP | Air filter element C25990 SP | 35 | 95.06 | 4062321304461 | 2.55 | 2.167 | KG | 33.488 | CDM | 255 | 255 | 515 | MM | 84219990
8738651993 | Air filter element C23513 SP | Air filter element C23513 SP | Luftfiltereinsatz C23513 SP | Air filter element C23513 SP | 36 | 102.88 | 4062321304447 | 1.5 | 1.275 | KG | 19.584 | CDM | 240 | 240 | 340 | MM | 84219990
8738651475 | Slang elleboog 90° 25mm SP | Coude de tuyau 90° 25mm SP | Schlauchkrümmer 90° 25mm SP | Hose elbow 90° 25mm SP | 37 | 112.45 | 4062321384647 | 0.22 | 0.209 | KG | 1.694 | CDM | 220 | 220 | 35 | MM | 40093100
8738649429 | Dichting 2866 SP | Joint 2866 SP | Ölwannendichtung 2866 SP | Oil pan gasket 2866 SP | 38 | 122.17 | 4062321380427 | 0.42 | 0.399 | KG | 1.38 | CDM | 1150 | 3 | 400 | MM | 84842000
8738652623 | Spark plug Beru 14GZ-LL2 SP | Spark plug Beru 14GZ-LL2 SP | Zündkerze Beru 14GZ-LL2 SP | Spark plug Beru 14GZ-LL2 SP | 38 | 122.17 | 4062321304720 | 0.079 | 0.075 | KG | 0.11 | CDM | 122 | 30 | 30 | MM | 73181588
8738652206 | Coolant hose EN20 SP | Coolant hose EN20 SP | Kühlwasserschlauch EN20 SP | Coolant hose EN20 SP | 39 | 132.96 | 4062321304546 | 0.205 | 0.194 | KG | 2.646 | CDM | 315 | 120 | 70 | MM | 40091100
8738651009 | Ignition cable MTU 8-cyl. SP | Ignition cable MTU 8-cyl. SP | Zündkabel MTU 8-Zyl. SP | Ignition cable MTU 8-cyl. SP | 39 | 132.96 | 4062321304072 | 0.202 | 0.191 | KG | 0.709 | CDM | 210 | 135 | 25 | MM | 85446090
8738649885 | Expansion vessel 8l/2,5bar Top 8 SP | Expansion vessel 8l/2,5bar Top 8 SP | Ausdehnungsgefäß 8l/2,5bar Top 8 SP | Expansion vessel 8l/2,5bar Top 8 SP | 38 | 122.17 | 4062321303648 | 3.5 | 2.975 | KG | 17.707 | CDM | 245 | 245 | 295 | MM | 84798997
8738657613 | Lambda probe LSF 4.2 | Lambda probe LSF 4.2 | Lambdasonde LSF 4.2 SP | Lambda probe LSF 4.2 | - | - | 4062321305642 | 0.18 | 0.171 | KG | 0.667 | CDM | 135 | 130 | 38 | MM | 90271090 | Phased out
8738652654 | Houder expansievat SP | Support vase d'expansion SP | Halter Ausdehnungsgefäß SP | Holder expansion vessel SP | 40 | 145.62 | 4062321386962 | 1.51 | 1.51 | KG | 0.215 | CDM | 200 | 215 | 5 | MM | 73089059
8738651996 | Air filter element C301530 SP | Air filter element C301530 SP | Luftfiltereinsatz C301530 SP | Air filter element C301530 SP | 39 | 132.96 | 4062321304478 | 3.9 | 3.315 | KG | 57.66 | CDM | 600 | 310 | 310 | MM | 84219990
8738651994 | Air filter element C23750 SP | Air filter element C23750 SP | Luftfiltereinsatz C23750 SP | Air filter element C23750 SP | 39 | 132.96 | 4062321304454 | 1.9 | 1.615 | KG | 23.747 | CDM | 235 | 235 | 430 | MM | 84219990
8738651025 | Lambda probe LSU 4.9 SP | Lambda probe LSU 4.9 SP | Lambdasonde LSU 4.9 SP | Lambda probe LSU 4.9 SP | - | - | 4062321304102 | 0.174 | 0.165 | KG | 0.598 | CDM | 137 | 97 | 45 | MM | 90271090 | Phased out | 0258017025
8738650009 | Spare element Centaflex D 198-60 SP | Spare element Centaflex D 198-60 SP | Ersatzelement Centaflex D 198-60 SP | Spare element Centaflex D 198-60 SP | 40 | 145.62 | 4062321303723 | 0.445 | 0.422 | KG | 0.638 | CDM | 210 | 95 | 32 | MM | 85030091
8738649728 | Battery 12V 44Ah SP | Battery 12V 44Ah SP | Batterie Bosch 12V 44Ah SP | Battery 12V 44Ah SP | 40 | 145.62 | 4062321303600 | 11.801 | 11.4 | KG | 6.431 | CDM | 210 | 175 | 175 | MM | 85044055
8738652704 | Geared screw 3/8"-16 zinc plated 12x SP | Geared screw 3/8"-16 zinc plated 12x SP | Verzahnte Schraube 3/8"-16 verz.(12x) SP | Geared scr. 3/8"-16 zinc plated (12x)SP | 38 | 122.17 | 4062321304812 | 0.311 | 0.295 | KG | 0.154 | CDM | 100 | 70 | 22 | MM | 73181595
8738652525 | Ignition cable MAN E2842 LE322 SP | Ignition cable MAN E2842 LE322 SP | Zündkabel MAN E2842 LE322 SP | Ignition cable MAN E2842 LE322 SP | 41 | 160.45 | 4062321304652 | 0.189 | 0.179 | KG | 0.45 | CDM | 200 | 90 | 25 | MM | 85446090
8738652498 | Optical smoke detector DP721R SP | Optical smoke detector DP721R SP | Rauchmelder optisch DP721R SP | Optical smoke detector DP721R SP | - | - | 4062321217990 | 0.121 | 0.114 | KG | 0.45 | CDM | 100 | 100 | 45 | MM | 85319000 | Phased out | 8734020212
8738652385 | Pulse valve VW PA SP | Pulse valve VW PA SP | Taktventil VW PA SP | Pulse valve VW PA SP | 41 | 160.45 | 4062321304584 | 0.077 | 0.073 | KG | 0.21 | CDM | 100 | 70 | 30 | MM | 84812090
8738651018 | Ignition cable MAN E0836E SP | Ignition cable MAN E0836E SP | Zündkabel MAN E0836E SP | Ignition cable MAN E0836E SP | 41 | 160.45 | 4062321304096 | 0.176 | 0.167 | KG | 1.268 | CDM | 195 | 130 | 50 | MM | 85119000
8738652595 | Butterfly valve 76mm DV E5 SP | Butterfly valve 76mm DV E5 SP | Drosselklappe 76mm DV E5 SP | Butterfly valve 76mm DV E5 SP | - | - | 4062321304676 | 1.18 | 1.003 | KG | 4.394 | CDM | 190 | 185 | 125 | MM | 84099100 | Phased out
8738652441 | Lambda probe VW after CAT SP | Lambda probe VW after CAT SP | Lambdasonde VW nach KAT SP | Lambda probe VW after CAT SP | 43 | 202.26 | 4062321304614 | 0.155 | 0.147 | KG | 0.55 | CDM | 550 | 50 | 20 | MM | 90271090
8738650047 | Oil separator SP | Oil separator SP | Ölabscheider SP | Oil separator SP | 43 | 202.26 | 4062321303730 | 0.861 | 0.731 | KG | 4.896 | CDM | 200 | 153 | 160 | MM | 84841000
8738650019 | Drukwachter DG150 U3 30-150mbar SP | Pressiostat DG150 U3 30-150mbar SP | Druckwächter DG150 U3 30-150mbar SP | Pressure switch DG150 U3 30-150mbar SP | 44 | 222.48 | 4062321382186 | 0.315 | 0.299 | KG | 0.612 | CDM | 85 | 90 | 80 | MM | 90262080
8738649727 | Battery 12V 60Ah SP | Battery 12V 60Ah SP | Batterie Bosch 12V 60Ah SP | Battery 12V 60Ah SP | 43 | 202.26 | 4062321303594 | 15.401 | 15 | KG | 7.98 | CDM | 240 | 175 | 190 | MM | 85044055
8738649570 | Oil separator w. pressure valve E0836 SP | Oil separator w. pressure valve E0836 SP | Ölabscheider mit Druckventil E0836 SP | Oil separator w. pressure valve E0836 SP | 44 | 222.48 | 4062321303556 | 0.278 | 0.264 | KG | 2.926 | CDM | 140 | 190 | 110 | MM | 84099900
8738649359 | Lambda probe 0-1V SP | Lambda probe 0-1V SP | Lambdasonde 0-1V SP | Lambda probe 0-1V SP | - | - | 4062321303471 | 0.178 | 0.169 | KG | 0.63 | CDM | 140 | 100 | 45 | MM | 90271090 | Phased out
8738649341 | Lambda probe VW SP | Lambda probe VW SP | Lambdasonde VW SP | Lambda probe VW SP | 43 | 202.26 | 4062321303440 | 0.14 | 0.133 | KG | 0.432 | CDM | 540 | 40 | 20 | MM | 90271090
8738649331 | Ignition cable set VW SP | Ignition cable set VW SP | Zündkabelsatz VW SP | Ignition cable set VW SP | 43 | 202.26 | 4062321303426 | 0.363 | 0.344 | KG | 2.88 | CDM | 720 | 100 | 40 | MM | 85443000
8738652404 | Slang V-TECHNOSIL ID9,5xOD16,6mm (4M) SP | Tuyau V-TECHNOSIL ID9,5xOD16,6mm (4M) SP | Schl. V-TECHNOSIL ID9,5xAD16,6mm (4M)SP | Hose V-TECHNOSIL ID9,5xOD16,6mm (4M) SP | 47 | 291.25 | 4062321386276 | 0.18 | 0.18 | KG | 0.276 | CDM | 1000 | 16.6 | 16.6 | MM | 39173900
8738652625 | Maintenance set condensate drain SP | Maintenance set condensate drain SP | Wartungs-Set Kondensatableiter SP | Maintenance set condensate drain SP | 52 | 416.66 | 4062321304744 | 0.112 | 0.106 | KG | 1.08 | CDM | 120 | 150 | 60 | MM | 84819000
8738649720 | Battery 12V 110Ah SP | Battery 12V 110Ah SP | Batterie Bosch 12V 110Ah SP | Battery 12V 110Ah SP | - | - | 4062321303587 | 31.001 | 30.5 | KG | 18.926 | CDM | 515 | 175 | 210 | MM | 85044055 | Phased out | 8734020016
8738649545 | Oil separator MAN 2842 SP | Oil separator MAN 2842 SP | Ölabscheider MAN 2842 SP | Oil separator MAN 2842 SP | - | - | 4062321303549 | 0.521 | 0.442 | KG | 3.101 | CDM | 162 | 116 | 165 | MM | 84812090 | Phased out
8738649352 | Pulse valve VW brass SP | Pulse valve VW brass SP | Taktventil VW MS SP | Pulse valve VW brass SP | 51 | 384.3 | 4062321303457 | 0.285 | 0.27 | KG | 0.504 | CDM | 120 | 120 | 35 | MM | 84812090
8738652706 | Koelvloeistof expansievat MCR56 SP | Vase d'expansion du liquide de refroidis | Kühlmittelausgleichsbehälter MCR56 SP | Coolant expansion tank MCR56 SP | 52 | 416.66 | 4062321387181 | 1.8 | 1.53 | KG | 28.21 | CDM | 260 | 350 | 310 | MM | 84798997
8738651013 | Ignition pickup M12x1x60mm SP | Ignition pickup M12x1x60mm SP | Impulsaufnehmer M12x1x60mm SP | Ignition pickup M12x1x60mm SP | - | - | 4062321304089 | 0.098 | 0.093 | KG | 1.12 | CDM | 175 | 160 | 40 | MM | 85045000 | Phased out
8738651001 | Ignition pickup M12x1x100mm SP | Ignition pickup M12x1x100mm SP | Impulsaufnehmer M12x1x100mm SP | Ignition pickup M12x1x100mm SP | - | - | 4062321383749 | 0.122 | 0.093 | KG | 0.138 | CDM | 510 | 18 | 15 | MM | 85045095 | Phased out | 8734020020
8738649756 | Fan RLA97/120120Z-4340 SP | Fan RLA97/120120Z-4340 SP | Ventilator RLA97/120120Z-4340 SP | Fan RLA97/120120Z-4340 SP | 53 | 453.07 | 4062321303624 | 4.533 | 3.853 | KG | 34.884 | CDM | 480 | 285 | 255 | MM | 84145935
8738650659 | Circuit breaker 100-125A NZMB2-M125 SP | Circuit breaker 100-125A NZMB2-M125 SP | L-Schalter 100-125A NZMB2-M125 SP | Circuit breaker 100-125A NZMB2-M125 SP | 62 | 876.45 | 4062321303983 | 2.401 | 2.04 | KG | 2.295 | CDM | 188 | 109 | 112 | MM | 85362090
8738650663 | Remote drive for circuit breaker NZM2 SP | Remote drive for circuit breaker NZM2 SP | Fernantrieb für L-Schalter NZM2 SP | Remote drive for circuit breaker NZM2 SP | 71 | 1348.39 | 4062321304010 | 1.857 | 1.578 | KG | 2.654 | CDM | 190 | 110 | 127 | MM | 85389099
8738649607 | Oil separator MAN E2876 LE302 SP | Oil separator MAN E2876 LE302 SP | Ölabscheider MAN E2876 LE302 SP | Oil separator MAN E2876 LE302 SP | 66 | 1078.7 | 4062321303570 | 0.818 | 0.695 | KG | 3.915 | CDM | 200 | 135 | 145 | MM | 84213985
8738651966 | Valve tightness test 24V with plug SP | Valve tightness test 24V with plug SP | Dichtheitskontrolle 24V mit Stecker SP | Valve tightness test 24V with plug SP | 65 | 1024.8 | 4062321304430 | 0.958 | 0.814 | KG | 5.856 | CDM | 242 | 220 | 110 | MM | 90262080
8738652101 | Solenoid valve MBC-SE-300-S02-24V SP | Solenoid valve MBC-SE-300-S02-24V SP | Magnetventil MBC-SE-300-S02-24V SP | Solenoid valve MBC-SE-300-S02-24V SP | 64 | 977.58 | 4062321304515 | 3.973 | 3.377 | KG | 14.518 | CDM | 215 | 365 | 185 | MM | 84818059
8738650978 | Circuit breaker 250A 3-pol NZMN2-A250 SP | Circuit breaker 250A 3-pol NZMN2-A250 SP | L-Schalter 250A 3-pol. NZMN2-A250 SP | Circuit breaker 250A 3-pol NZMN2-A250 SP | 74 | 1537.17 | 4062321304065 | 2.42 | 2.057 | KG | 3.24 | CDM | 190 | 155 | 110 | MM | 85362090
8738657612 | Lever butterfly valve actuator GPA | Lever butterfly valve actuator GPA | Hebel Drosselklappensteller GPA SP | Lever butterfly valve actuator GPA | - | - | 4062321305635 | 0.017 | 0.016 | KG | 0.049 | CDM | 100 | 70 | 7 | MM | 84129080 | Phased out
8738652013 | Actuator StG 2040-10-KV SP | Actuator StG 2040-10-KV SP | Stellgerät StG 2040-10-KV SP | Actuator StG 2040-10-KV SP | 80 | 2049.57 | 4062321385439 | 5.267 | 4.476 | KG | 18.948 | CDM | 260 | 265 | 275 | MM | 90329000
8738650683 | Mains isolator 125A NZMH2-4A125 SP | Mains isolator 125A NZMH2-4A125 SP | L-Schalter 125A NZMH2-4A125 SP | Mains isolator 125A NZMH2-4A125 SP | 73 | 1469.76 | 4062321304034 | 3.051 | 2.593 | KG | 4.454 | CDM | 192 | 145 | 160 | MM | 85362090
8738650682 | Mains isolator 250A NZMB2-4A250 SP | Mains isolator 250A NZMB2-4A250 SP | L-Schalter 250A NZMB2-4A250 SP | Mains isolator 250A NZMB2-4A250 SP | 75 | 1604.6 | 4062321304027 | 3.11 | 2.643 | KG | 4.454 | CDM | 192 | 145 | 160 | MM | 85362090
8738650715 | Actuator StG 2-02-F SP | Actuator StG 2-02-F SP | Stellgerät StG 2-02-F SP | Actuator StG 2-02-F SP | 74 | 1537.17 | 4062321304058 | 2.333 | 1.983 | KG | 4.92 | CDM | 205 | 150 | 160 | MM | 90329000
8738650684 | Mains isolator 400A NZMN3-4-AE400/250 SP | Mains isolator 400A NZMN3-4-AE400/250 SP | L-Schalter 400A NZMN3-4-AE400/250 SP | Mains isolator 400A NZMN3-4-AE400/250 SP | 85 | 2561.95 | 4062321304041 | 9.165 | 7.79 | KG | 13.403 | CDM | 345 | 210 | 185 | MM | 85362090
8738650658 | Circuit breaker 315-630A NZMN3-AE630 SP | Circuit breaker 315-630A NZMN3-AE630 SP | L-Schalter 315-630A NZMN3-AE630 SP | Circuit breaker 315-630A NZMN3-AE630 SP | 93 | 3505.83 | 4062321303976 | 7.306 | 6.21 | KG | 10.754 | CDM | 346 | 168 | 185 | MM | 85362090
8738651017 | Ignition system MIC 508 MAN E2876E SP | Ignition system MIC 508 MAN E2876E SP | Zündanlage MIC 508 MAN E2876E SP | Ignition system MIC 508 MAN E2876E SP | - | - | 4062321469542 | 17.322 | 15.059 | KG | 103.136 | CDM | 1170 | 410 | 215 | MM | 85118000 | Phased out
8738658664 | Dichtung 90x160x2mm Novamica Thermex SP | Dichtung 90x160x2mm Novamica Thermex SP | Dichtung 90x160x2mm Novamica Thermex SP | Gasket 90x160x2mm Novamica Thermex SP | 30 | 59.86 | 4062321361891 | 0.05 | 0.044 | KG | 0.051 | CDM | 160 | 160 | 2 | MM | 68149000
8738658667 | Dichtung 77x127x2mm Novaphit SSTC SP | Dichtung 77x127x2mm Novaphit SSTC SP | Dichtung 77x127x2mm Novaphit SSTC SP | Gasket 77x127x2mm Novaphit SSTC SP | 23 | 27.22 | 4062321361921 | 0.122 | 0.021 | KG | 0.032 | CDM | 127 | 127 | 2 | MM | 68069000
8738658660 | Ventilator RLA97/120120Z-4340 SP | Ventilator RLA97/120120Z-4340 SP | Ventilator RLA97/120120Z-4340 SP | Fan RLA97/120120Z-4340 SP | - | - | 4062321361877 | 5.047 | 4.48 | KG | 35.939 | CDM | 485 | 285 | 260 | MM | 84145935 | Phased out
8738658662 | O-Ring 36,09x3,53mm SP | O-Ring 36,09x3,53mm SP | O-Ring 36,09x3,53mm SP | O-ring 36,09x3,53mm SP | 11 | 4.79 | 4062321361266 | 0.005 | 0.002 | KG | 0.007 | CDM | 43.15 | 43.15 | 3.53 | MM
8738658670 | Dichtung 61x95x2mm Novapress Basic SP | Dichtung 61x95x2mm Novapress Basic SP | Dichtung 61x95x2mm Novapress Basic SP | Gasket 61x95x2mm Novapress Basic SP | 15 | 10.93 | 4062321361945 | 0.02 | 0.014 | KG | 0.018 | CDM | 95 | 95 | 2 | MM | 68159900
8738649461 | Dichting MAN 0826 SP | Joint MAN 0826 SP | Dichtung Thermostatgehäuse MAN 0826 SP | Gasket thermostat casing MAN 0826 SP | 17 | 14.44 | 4062321380571 | 0.004 | 0.003 | KG | 0.018 | CDM | 100 | 90 | 2 | MM | 84841000
8738649395 | Dichting MAN 0226 SP | Joint MAN 0226 SP | Dichtung Kühlwasserleitung MAN 0226 SP | Gasket cooling water pipe MAN 0226 SP | 21 | 22.92 | 4062321380212 | 0.007 | 0.006 | KG | 0.012 | CDM | 175 | 70 | 1 | MM | 68159900
8738649396 | Dichting MAN 02xx/08xx (2x) SP | Joint MAN 02xx/08xx (2x) SP | Dichtung Ansaugrohr MAN 02xx/08xx (2x)SP | Gasket inlet pipe MAN 02xx/08xx (2x) SP | 30 | 58.12 | 4062321380229 | 0.015 | 0.014 | KG | 0.013 | CDM | 90 | 73 | 2 | MM | 84841000 |  | 8734020015
8738649397 | Dichting MAN 0826/0836 (2x) SP | Joint MAN 0826/0836 (2x) SP | Dichtung Abgasrohr MAN 0826/0836 (2x) SP | Gasket flue pipe MAN 0826/0836 (2x) SP | 31 | 66.74 | 4062321380236 | 0.062 | 0.058 | KG | 0.022 | CDM | 110 | 68 | 3 | MM | 84841000
8738649530 | O-ring MAN 0826 (2x) SP | O-ring MAN 0826 (2x) SP | Runddichtring Steckrohr MAN 0826 (2x) SP | O-ring plain conduit MAN 0826 (2x) SP | 31 | 66.74 | 4062321380892 | 0.009 | 0.008 | KG | 0.011 | CDM | 70 | 50 | 3 | MM | 40169300
8738649462 | Dichting MAN 0836 SP | Joint MAN 0836 SP | Dichtung Ansaugkanal MAN 0836 SP | Gasket intake duct MAN 0836 SP | 32 | 73.62 | 4062321380588 | 0.006 | 0.005 | KG | 0.017 | CDM | 115 | 75 | 2 | MM | 84841000
8738649516 | O-ring 48x4,0mm 08xx SP | O-ring 48x4,0mm 08xx SP | O-Ring 48x4,0mm Kühlwasserleitung08xx SP | O-ring48x4,0mm cooling water pipe08xx SP | 32 | 73.62 | 4062321380823 | 0.008 | 0.007 | KG | 0.014 | CDM | 70 | 50 | 4 | MM | 40169300
8738649394 | Dichting MAN 0226 SP | Joint MAN 0226 SP | Dichtung Auspuffrohr MAN 0226 SP | Gasket exhaust pipe MAN 0226 SP | 32 | 73.62 | 4062321380205 | 0.044 | 0.041 | KG | 0.036 | CDM | 110 | 110 | 3 | MM | 84841000
8738649513 | Cyl.head studs/cyl.head 0824/0826 (8x)SP | Cyl.head studs/cyl.head 0824/0826 (8x)SP | Zylinderkopfschraube 0824/0826 (8x)SP | Cyl.head studs/cyl.head 0824/0826 (8x)SP | 39 | 132.96 | 4062321380816 | 1.416 | 1.203 | KG | 1.557 | CDM | 196 | 137 | 58 | MM | 73181595
8738650662 | Undervoltage trip for NZM2/3-XU24DC SP | Undervoltage trip for NZM2/3-XU24DC SP | Unterspannungsausl. NZM2/3-XU24DC SP | Undervoltage trip for NZM2/3-XU24DC SP | 42 | 182.04 | 4062321383114 | 0.102 | 0.095 | KG | 0.599 | CDM | 116 | 76 | 68 | MM | 85389099
8738649546 | Dichting 0826/0836 SP | Joint 0826/0836 SP | Zylinderkopfdichtung 0826/0836 SP | Cylinder head gasket 0826/0836 SP | 44 | 222.48 | 4062321380984 | 0.228 | 0.192 | KG | 0.097 | CDM | 246 | 198 | 2 | MM | 84841000
8738652219 | ProVent 200 SP | ProVent 200 SP | Ölabscheider ProVent 200 SP | Oil separator ProVent 200 SP | 45 | 244.05 | 4062321385835 | 0.429 | 0.39 | KG | 4.511 | CDM | 137 | 149 | 221 | MM | 84213100
8738649427 | Dichting 2842 SP | Joint 2842 SP | Ölwannendichtung 2842 SP | Oil pan gasket 2842 SP | 45 | 244.05 | 4062321380403 | 0.354 | 0.336 | KG | 1.254 | CDM | 1100 | 3 | 380 | MM | 84842000
8738649583 | Cylinder heat E0836 E302 "nat. gas" SP | Cylinder heat E0836 E302 "nat. gas" SP | Zylinderkopf E0836 E302 "Erdgas" SP | Cylinder heat E0836 E302 "nat. gas" SP | 91 | 3195.7 | 4062321381158 | 18.2 | 15.47 | KG | 17.438 | CDM | 250 | 310 | 225 | MM | 84099900
8738658673 | Dichting 49x86x2 Novapress Basic (2x) SP | Joint 49x86x2 Novapress Basic (2x) SP | Dichtung 49x86x2 Novapress Basic (2x) SP | Gasket 49x86x2 Novapress Basic (2x) SP | 15 | 10.93 | 4062321361273 | 0.018 | 0.012 | KG | 0.015 | CDM | 86 | 86 | 2 | MM | 68159900
8738658663 | Sealing tape isoTherm ST 20x2mm (1,5m)SP | Sealing tape isoTherm ST 20x2mm (1,5m)SP | Dichtband isoTherm ST 20x2mm (1,5m) SP | Sealing tape isoTherm ST 20x2mm (1,5m)SP | 21 | 22.92 | 4062321361884 | 0.123 | 0.022 | KG | 0.04 | CDM | 1000 | 20 | 2 | MM | 70195100
8738658658 | Gas engine oil 1005 20ltr. SP | Gas engine oil 1005 20ltr. SP | Gasmotorenöl 1005 20ltr. SP | Gas engine oil 1005 20ltr. SP | 44 | 222.48 | 4062321330385 | 19.1 | 18.9 | KG | 31.05 | CDM | 300 | 230 | 450 | MM | 27101915
8738662796 | Pipe motor to oil cooler int SP | Pipe motor to oil cooler int SP | LT Motor zu Ölkühler int SP | Pipe motor to oil cooler int SP | 55 | 538.01 | 4062321592943 | 1.26 | 0.26 | KG | 1.766 | CDM | 320 | 115 | 48 | MM | -
8738652171 | Filter fan cpl. SK 3238.100 SP | Filter fan cpl. SK 3238.100 SP | Filterlüfter kpl.SK 3238.100 SP | Filter fan cpl. SK 3238.100 SP | - | - | 4062321304539 | 0.894 | 0.759 | KG | 3.936 | CDM | 185 | 185 | 115 | MM | 84145915 | Phased out
8738652626 | Toothed belt kit VW SP | Toothed belt kit VW SP | Zahnriemen-Set VW SP | Toothed belt kit VW SP | - | - | 4062321304751 | 1.5 | 1.275 | KG | 5.049 | CDM | 270 | 170 | 110 | MM | 84133080 | Phased out
8738662202 | Gas engine oil Sentron LD8000 20ltr SP | Gas engine oil Sentron LD8000 20ltr SP | Gasmotorenöl Sentron LD 8000 20ltr SP | Gas engine oil Sentron LD8000 20ltr SP | 46 | 266.98 | 4062321622022 | 19 | 19 | KG | 27.36 | CDM | 380 | 225 | 320 | MM | 27101981
8738654123 | Seal set i1, exhaut gas M100,140V1,V2 SP | Seal set i1, exhaut gas M100,140V1,V2 SP | Dichtungs-Set i1 Abgas M100,M140V1,V2 SP | Seal set i1, exhaut gas M100,140V1,V2 SP | 68 | 1193.35 | 4062321304829 | 7.942 | 6.75 | KG | 61.2 | CDM | 510 | 375 | 320 | MM | 85030091
8738654132 | Seal set i1, exhaust gas M50V3 SP | Seal set i1, exhaust gas M50V3 SP | Dichtungs-Set i1 Abgas M50V3 SP | Seal set i1, exhaust gas M50V3 SP | 60 | 775.33 | 4062321304836 | 5.51 | 4.683 | KG | 49.725 | CDM | 510 | 375 | 260 | MM | 85030091
8738654151 | Seal set i1, exhaust gas M70V1,V2 SP | Seal set i1, exhaust gas M70V1,V2 SP | Dichtungs-Set i1 Abgas M70V1, V2 SP | Seal set i1, exhaust gas M70V1,V2 SP | 57 | 632.4 | 4062321304843 | 2.839 | 2.413 | KG | 20.328 | CDM | 310 | 305 | 215 | MM | 85030091
8738654152 | Seal set i1, exhaust gas M50V1, V2 SP | Seal set i1, exhaust gas M50V1, V2 SP | Dichtungs-Set i1 Abgas M50V1, V2 SP | Seal set i1, exhaust gas M50V1, V2 SP | 57 | 632.4 | 4062321304850 | 3.215 | 2.732 | KG | 33.62 | CDM | 410 | 410 | 200 | MM | 85030091
8738654165 | Gas train filter element DN40/50 SP | Gas train filter element DN40/50 SP | Gasfiltereinsatz DN40/50 SP | Gas train filter element DN40/50 SP | 31 | 66.74 | 4062321304874 | 0.064 | 0.06 | KG | 0.552 | CDM | 320 | 115 | 15 | MM | 84219990
8738654254 | Wearing parts pack A M200, M240 SP | Wearing parts pack A M200, M240 SP | Verschleißteilepaket A M200, M240 SP | Wearing parts pack A M200, M240 SP | 73 | 1469.76 | 4062321304898 | 2.846 | 2.419 | KG | 23.56 | CDM | 400 | 310 | 190 | MM | 85030091
8738654259 | Wearing parts pack B M50V3 SP | Wearing parts pack B M50V3 SP | Verschleißteilepaket B M50V3 SP | Wearing parts pack B M50V3 SP | 46 | 266.98 | 4062321304942 | 1.582 | 1.344 | KG | 13.26 | CDM | 325 | 240 | 170 | MM | 85030091
8738654261 | Wearing parts pack B M140V1 SP | Wearing parts pack B M140V1 SP | Verschleißteilepaket B M140V1 SP | Wearing parts pack B M140V1 SP | 63 | 930.4 | 4062321304966 | 3.693 | 3.139 | KG | 69.02 | CDM | 595 | 400 | 290 | MM | 85030091
8738654263 | Wearing parts pack C M100, M140V2 SP | Wearing parts pack C M100, M140V2 SP | Verschleißteilepaket C M100, M140V2 SP | Wearing parts pack C M100, M140V2 SP | 62 | 876.45 | 4062321304980 | 1.102 | 0.936 | KG | 12.784 | CDM | 320 | 235 | 170 | MM | 85030091
8738654264 | Wearing parts pack A1 M50V3 SP | Wearing parts pack A1 M50V3 SP | Verschleißteilepaket A1 M50V3 SP | Wearing parts pack A1 M50V3 SP | 46 | 266.98 | 4062321304997 | 3.754 | 3.19 | KG | 51.948 | CDM | 520 | 370 | 270 | MM | 85030091
8738654265 | Wearing parts pack A M20V2, M21(4000) SP | Wearing parts pack A M20V2, M21(4000) SP | Verschleißteilepaket A M20V2,M21-4000 SP | Wearing parts pack A M20V2, M21(4000) SP | 63 | 930.4 | 4062321305000 | 7.092 | 6.028 | KG | 40.176 | CDM | 360 | 360 | 310 | MM | 85030091
8738654267 | Wearing parts pack B M200, M240 SP | Wearing parts pack B M200, M240 SP | Verschleißteilepaket B M200, M240 SP | Wearing parts pack B M200, M240 SP | 75 | 1604.6 | 4062321305024 | 6.63 | 5.55 | KG | 139.59 | CDM | 470 | 660 | 450 | MM | 85030091
8738654269 | Wearing parts pack B M100, M140V2 SP | Wearing parts pack B M100, M140V2 SP | Verschleißteilepaket B M100, M140V2 SP | Wearing parts pack B M100, M140V2 SP | 62 | 876.45 | 4062321305048 | 3.325 | 2.826 | KG | 61.2 | CDM | 510 | 375 | 320 | MM | 85030091
8738654271 | Wearing parts pack D EN70V1 SP | Wearing parts pack D EN70V1 SP | Verschleißteilepaket D EN70V1 SP | Wearing parts pack D EN70V1 SP | 67 | 1125.92 | 4062321305062 | 4.565 | 3.88 | KG | 59.976 | CDM | 420 | 420 | 340 | MM | 85030091
8738654274 | Wearing parts pack A M365, M400 SP | Wearing parts pack A M365, M400 SP | Verschleißteilepaket A M365, M400 SP | Wearing parts pack A M365, M400 SP | 53 | 453.07 | 4062321305093 | 2.075 | 1.763 | KG | 23.56 | CDM | 400 | 310 | 190 | MM | 85030091
8738654275 | Wearing parts pack C M50V1 SP | Wearing parts pack C M50V1 SP | Verschleißteilepaket C M50V1 SP | Wearing parts pack C M50V1 SP | 62 | 876.45 | 4062321305109 | 2.107 | 1.79 | KG | 16.065 | CDM | 300 | 255 | 210 | MM | 85030091
8738654277 | Wearing parts pack A1 M20V1 SP | Wearing parts pack A1 M20V1 SP | Verschleißteilepaket A1 M20V1 SP | Wearing parts pack A1 M20V1 SP | 34 | 87.65 | 4062321305123 | 0.5 | 0.467 | KG | 4.8 | CDM | 200 | 160 | 150 | MM | 85030091
8738654278 | Wearing parts pack B M20V1 SP | Wearing parts pack B M20V1 SP | Verschleißteilepaket B M20V1 SP | Wearing parts pack B M20V1 SP | 73 | 1469.76 | 4062321305130 | 7.226 | 6.142 | KG | 40.176 | CDM | 360 | 360 | 310 | MM | 85030091
8738654279 | Wearing parts pack A1 M100, M140V1,V2 SP | Wearing parts pack A1 M100, M140V1,V2 SP | Verschleißteilepaket A1M100,M140V1,V2 SP | Wearing parts pack A1 M100, M140V1,V2 SP | 48 | 314.16 | 4062321305147 | 0.747 | 0.634 | KG | 13.26 | CDM | 325 | 240 | 170 | MM | 85030091
8738654280 | Wearing parts pack A M12 (4000) SP | Wearing parts pack A M12 (4000) SP | Verschleißteilepaket A M12 (4000) SP | Wearing parts pack A M12 (4000) SP | 65 | 1024.8 | 4062321305154 | 7.418 | 6.305 | KG | 40.176 | CDM | 360 | 360 | 310 | MM | 85030091
8738654281 | Wearing parts pack C M140V1 SP | Wearing parts pack C M140V1 SP | Verschleißteilepaket C M140V1 SP | Wearing parts pack C M140V1 SP | 74 | 1537.17 | 4062321305161 | 1.836 | 1.56 | KG | 16.601 | CDM | 310 | 255 | 210 | MM | 85030091
8738654282 | Wearing parts pack A M70 V1. V2 SP | Wearing parts pack A M70 V1. V2 SP | Verschleißteilepaket A M70V1, V2 SP | Wearing parts pack A M70 V1. V2 SP | 50 | 357.33 | 4062321305178 | 1.581 | 1.343 | KG | 8.128 | CDM | 305 | 205 | 130 | MM | 85030091
8738654283 | Wearing parts pack D M50V1 SP | Wearing parts pack D M50V1 SP | Verschleißteilepaket D M50V1 SP | Wearing parts pack D M50V1 SP | 66 | 1078.7 | 4062321305185 | 4.041 | 3.434 | KG | 36.309 | CDM | 490 | 285 | 260 | MM | 85030091
8738654285 | Wearing parts pack D M50V3 SP | Wearing parts pack D M50V3 SP | Verschleißteilepaket D M50V3 SP | Wearing parts pack D M50V3 SP | 66 | 1078.7 | 4062321305208 | 3.697 | 3.142 | KG | 36.309 | CDM | 490 | 285 | 260 | MM | 85030091
8738654286 | Wearing parts pack C M50V3 SP | Wearing parts pack C M50V3 SP | Verschleißteilepaket C M50V3 SP | Wearing parts pack C M50V3 SP | 56 | 585.2 | 4062321305215 | 2.697 | 2.292 | KG | 27.55 | CDM | 500 | 290 | 190 | MM | 85030091
8738654287 | Wearing parts pack C EN70V2 SP | Wearing parts pack C EN70V2 SP | Verschleißteilepaket C EN70V2 SP | Wearing parts pack C EN70V2 SP | 61 | 815.79 | 4062321305222 | 2.1 | 1.785 | KG | 13.26 | CDM | 325 | 240 | 170 | MM | 85030091
8738654288 | Wearing parts pack A1 M70V1, V2 SP | Wearing parts pack A1 M70V1, V2 SP | Verschleißteilepaket A1 M70V1, V2 SP | Wearing parts pack A1 M70V1, V2 SP | 41 | 160.45 | 4062321305239 | 1.4 | 1.19 | KG | 13.26 | CDM | 325 | 240 | 170 | MM | 85030091
8738654291 | Wearing parts pack B M70V1, V2 SP | Wearing parts pack B M70V1, V2 SP | Verschleißteilepaket B M70V1, V2 SP | Wearing parts pack B M70V1, V2 SP | 55 | 538.01 | 4062321305260 | 3.655 | 3.106 | KG | 29.841 | CDM | 490 | 290 | 210 | MM | 85030091
8738654292 | Wearing parts pack C EN50V2 SP | Wearing parts pack C EN50V2 SP | Verschleißteilepaket C EN50V2 SP | Wearing parts pack C EN50V2 SP | 59 | 728.13 | 4062321305277 | 2.222 | 1.888 | KG | 23.56 | CDM | 400 | 310 | 190 | MM | 85030091
8738654293 | Wearing parts pack A1 M200, M240 SP | Wearing parts pack A1 M200, M240 SP | Verschleißteilepaket A1 M200, M240 SP | Wearing parts pack A1 M200, M240 SP | 54 | 493.52 | 4062321305284 | 1.929 | 1.639 | KG | 15.36 | CDM | 600 | 160 | 160 | MM | 85030091
8738654294 | Wearing parts pack A1 M50V1, V2 SP | Wearing parts pack A1 M50V1, V2 SP | Verschleißteilepaket A1 M50V1, V2 SP | Wearing parts pack A1 M50V1, V2 SP | 43 | 202.26 | 4062321305291 | 1.365 | 1.16 | KG | 13.26 | CDM | 325 | 240 | 170 | MM | 85030091
8738654295 | Wearing parts pack A M20V1 SP | Wearing parts pack A M20V1 SP | Verschleißteilepaket A M20V1 SP | Wearing parts pack A M20V1 SP | 67 | 1125.92 | 4062321305307 | 7.475 | 6.353 | KG | 41.472 | CDM | 360 | 360 | 320 | MM | 85030091
8738654297 | Wearing parts pack B M50V1, V2 SP | Wearing parts pack B M50V1, V2 SP | Verschleißteilepaket B M50V1, V2 SP | Wearing parts pack B M50V1, V2 SP | 52 | 416.66 | 4062321305314 | 3.553 | 3.02 | KG | 36.309 | CDM | 490 | 285 | 260 | MM | 85030091
8738654298 | Wearing parts pack C EN70V1 SP | Wearing parts pack C EN70V1 SP | Verschleißteilepaket C EN70V1 SP | Wearing parts pack C EN70V1 SP | 63 | 930.4 | 4062321305321 | 2.136 | 1.815 | KG | 13.26 | CDM | 325 | 240 | 170 | MM | 85030091
8738654299 | Wearing parts pack A M50V1, V2, V3 SP | Wearing parts pack A M50V1, V2, V3 SP | Verschleißteilepaket A M50V1, V2, V3 SP | Wearing parts pack A M50V1, V2, V3 SP | 46 | 266.98 | 4062321305338 | 1.483 | 1.26 | KG | 8.128 | CDM | 305 | 205 | 130 | MM | 85030091
8738654300 | Wearing parts pack A M100, M140 V1 SP | Wearing parts pack A M100, M140 V1 SP | Verschleißteilepaket A M100,M140V1,V2 SP | Wearing parts pack A M100, M140V1, V2 SP | 60 | 775.33 | 4062321305345 | 0.986 | 0.838 | KG | 10.004 | CDM | 305 | 205 | 160 | MM | 85030091
8738655097 | Wearing parts pack A M50 V4 SP | Wearing parts pack A M50 V4 SP | Verschleißteilpaket A M50 V4 SP | Wearing parts pack A M50 V4 SP | 53 | 453.07 | 4062321305383 | 1.563 | 1.328 | KG | 13.26 | CDM | 325 | 240 | 170 | MM | 85030091
8738655104 | Wearing parts pack B M50 V4 SP | Wearing parts pack B M50 V4 SP | Verschleißteilpaket B M50 V4 SP | Wearing parts pack B M50 V4 SP | 55 | 538.01 | 4062321305390 | 2.907 | 2.47 | KG | 50.024 | CDM | 520 | 370 | 260 | MM | 85030091
8738655131 | Wearing parts pack D M50 V4 SP | Wearing parts pack D M50 V4 SP | Verschleißteilpaket D M50 V4 SP | Wearing parts pack D M50 V4 SP | 75 | 1604.6 | 4062321305413 | 4.161 | 3.536 | KG | 36.309 | CDM | 490 | 285 | 260 | MM | 85030091
8738655133 | Wearing parts pack A M70 V3 SP | Wearing parts pack A M70 V3 SP | Verschleißteilpaket A M70 V3 SP | Wearing parts pack A M70 V3 SP | 57 | 632.4 | 4062321305420 | 1.704 | 1.448 | KG | 13.26 | CDM | 325 | 240 | 170 | MM | 85030091
8738655134 | Wearing parts pack B M70 V3 SP | Wearing parts pack B M70 V3 SP | Verschleißteilpaket B M70 V3 SP | Wearing parts pack B M70 V3 SP | 59 | 728.13 | 4062321305437 | 3.567 | 3.031 | KG | 36.946 | CDM | 490 | 290 | 260 | MM | 85030091
8738655144 | Wearing parts pack C M70 V3 SP | Wearing parts pack C M70 V3 SP | Verschleißteilpaket C M70 V3 SP | Wearing parts pack C M70 V3 SP | 61 | 815.79 | 4062321305444 | 1.893 | 1.609 | KG | 13.26 | CDM | 325 | 240 | 170 | MM | 85030091
8738655169 | Wearing parts pack A M100, 140 V3 | Wearing parts pack A M100, 140 V3 | Verschleißteilpaket A M100, 140 V3 SP | Wearing parts pack A M100, 140 V3 | 60 | 775.33 | 4062321305468 | 0.97 | 0.824 | KG | 13.26 | CDM | 325 | 240 | 170 | MM | 85030091
8738655170 | Wearing parts pack B M100, 140 V3 SP | Wearing parts pack B M100, 140 V3 SP | Verschleißteilpaket B M100, 140 V3 SP | Wearing parts pack B M100, 140 V3 SP | 62 | 876.45 | 4062321305475 | 3.577 | 3.04 | KG | 64.488 | CDM | 500 | 385 | 335 | MM | 85030091
8738655197 | Wearing parts pack A M200, 240 V2 SP | Wearing parts pack A M200, 240 V2 SP | Verschleißteilpaket A M200 V2,240 V2 SP | Wearing parts pack A M200, 240 V2 SP | 73 | 1469.76 | 4062321305505 | 2.8 | 2.38 | KG | 23.56 | CDM | 400 | 310 | 190 | MM | 85030091
8738657602 | BG setting drive SP | BG setting drive SP | BG Stellantrieb SP | BG setting drive SP | 68 | 1193.35 | 4062321305581 | 0.474 | 0.45 | KG | 4.96 | CDM | 200 | 160 | 155 | MM | 85030091
8738657604 | Seal set, exhaust gas i1 M200, M240 | Seal set, exhaust gas i1 M200, M240 | Dichtungs-Set i1 Abgas M200, M240 SP | Seal set, exhaust gas i1 M200, M240 | 74 | 1537.17 | 4062321305604 | 7.251 | 6.6 | KG | 27.2 | CDM | 400 | 400 | 170 | MM | 85030091
8738657605 | Seal set, exhaust i1 gas M365, M400 | Seal set, exhaust i1 gas M365, M400 | Dichtungs-Set i1 Abgas M365, M400 SP | Seal set, exhaust i1 gas M365, M400 | 67 | 1125.92 | 4062321305611 | 10.136 | 8.615 | KG | 20.662 | CDM | 310 | 310 | 215 | MM | 85030091
8738657659 | Flange hexagon nut 3/8"-16 hgs 12x SP | Flange hexagon nut 3/8"-16 hgs 12x SP | Geflan. Sechskantmut. 3/8"-16VA (12x) SP | Flange hexagon nut 3/8"-16 hgs (12x) SP | 38 | 122.17 | 4062321305680 | 0.108 | 0.102 | KG | 0.07 | CDM | 100 | 70 | 10 | MM | 73181699
8738658304 | Auxiliary switch block 3RH2911-2HA31 SP | Auxiliary switch block 3RH2911-2HA31 SP | Hilfsschalterbl.3RH2911-2HA31 3NO/1NC SP | Auxiliary switch block 3RH2911-2HA31 SP | 26 | 36.29 | 4062321305697 | 0.067 | 0.063 | KG | 0.259 | CDM | 90 | 60 | 48 | MM | 85365080
8738649319 | Wiring harness VW SP | Wiring harness VW SP | Kabelbaum VW SP | Wiring harness VW SP | 68 | 1193.35 | 4062321466077 | 2.53 | 1.97 | KG | 27.2 | CDM | 400 | 400 | 170 | MM | 85444995
8738649320 | Exhaust gas cooler with lid SP | Exhaust gas cooler with lid SP | Abgaskühler mit Deckel aus G-AlSi7mg SP | Exhaust gas cooler with lid SP | 58 | 680.95 | 4062321540678 | 7.65 | 7.084 | KG | 35.939 | CDM | 485 | 285 | 260 | MM | 76169910
8738649321 | O-ring for thermostat casing (20x3) SP | O-ring for thermostat casing (20x3) SP | O-Ring Thermostatgehäuse SP | O-ring for thermostat casing (20x3) SP | 14 | 9.38 | 4062321379933 | 0.005 | 0.001 | KG | 0.002 | CDM | 26 | 26 | 3 | MM | 40169300
8738649322 | Lip seal, crankshaft front VW SP | Lip seal, crankshaft front VW SP | Wellendichtring Kurbelwelle vorne VW SP | Lip seal, crankshaft front VW SP | 37 | 112.45 | 4062321466084 | 0.018 | 0.012 | KG | 0.026 | CDM | 49 | 49 | 11 | MM | 40169300
8738649326 | Cylinder head VW (part-ex) SP | Cylinder head VW (part-ex) SP | Zylinderkopf VW AT mit Welle SP | Cylinder head VW (part-ex) SP | 95 | 3896.87 | 4062321379964 | 13.9 | 11.815 | KG | 25.714 | CDM | 520 | 215 | 230 | MM | 84099900
8738649342 | Starter VW "new" SP | Starter VW "new" SP | Anlasser VW "Neu" SP | Starter VW "new" SP | 55 | 538.01 | 4062321466114 | 4.389 | 4.269 | KG | 9.136 | CDM | 301 | 201 | 151 | MM | 85114000
8738649348 | Sealing ring water pipe VW SP | Sealing ring water pipe VW SP | Dichtring Wasserrohr VW SP | Sealing ring water pipe VW SP | 25 | 32.89 | 4062321540661 | 0.009 | 0.005 | KG | 0.015 | CDM | 70 | 70 | 3 | MM | 85030091
8738649350 | Knock sensor VW SP | Knock sensor VW SP | Klopfsensor VW SP | Knock sensor VW SP | 39 | 132.96 | 4062321380083 | 0.042 | 0.038 | KG | 0.034 | CDM | 55 | 25 | 25 | MM | 85369010
8738649353 | Programming adaptor VW SP | Programming adaptor VW SP | Programmieradapter VW SP | Programming adaptor VW SP | 64 | 977.58 | 4062321380090 | 0.415 | 0.394 | KG | 1.89 | CDM | 210 | 150 | 60 | MM | 84719000
8738649366 | Catalyst 3-way Herapur 90 GM 340/152 SP | Catalyst 3-way Herapur 90 GM 340/152 SP | 3-Wege-Kat Herapur 90 GM 340/152 SP | Catalyst 3-way Herapur 90 GM 340/152 SP | 107 | 7079.09 | 4062321466152 | 13.12 | 12.5 | KG | 36.75 | CDM | 350 | 350 | 300 | MM | 84213200
8738649368 | Oxidation catalyst AS O 390x90 /1-200 SP | Oxidation catalyst AS O 390x90 /1-200 SP | Oxi-Kat AS O 390x90 / 1-200 SP | Oxidation catalyst AS O 390x90 /1-200 SP | - | - | 4062321380106 | 15.5 | 14.421 | KG | 22.822 | CDM | 391 | 384 | 152 | MM | 38151200 | Phased out | 8734020001
8738649379 | Spark plug Denso GK3-1A SP | Spark plug Denso GK3-1A SP | Zündkerze Denso GK3-1A SP | Spark plug Denso GK3-1A SP | 33 | 80.64 | 4062321380137 | 0.068 | 0.048 | KG | 0.054 | CDM | 87 | 25 | 25 | MM | 85111000
8738649387 | Cu-ring 14x20mm SP | Cu-ring 14x20mm SP | Kupferdichtring 14x20mm SP | Cu-ring 14x20mm SP | 13 | 7.69 | 4062321380168 | 0.003 | 0.002 | KG | 0.007 | CDM | 50 | 70 | 2 | MM | 74152900
8738649403 | Starter MAN E28 Bosch SP | Starter MAN E28 Bosch SP | Anlasser MAN E28 Bosch SP | Starter MAN E28 Bosch SP | 68 | 1193.35 | 4062321380274 | 19.522 | 16.593 | KG | 21.719 | CDM | 490 | 197 | 225 | MM | 85114000
8738649405 | Measuring hose DN2 400mm 400bar SP | Measuring hose DN2 400mm 400bar SP | Messschlauch DN2 400mm 400bar SP | Measuring hose DN2 400mm 400bar SP | 32 | 73.62 | 4062321380281 | 0.026 | 0.02 | KG | 0.271 | CDM | 430 | 35 | 18 | MM | 39173900
8738649408 | Rocker arm MAN 0226 SP | Rocker arm MAN 0226 SP | Kipphebel MAN 0226 SP | Rocker arm MAN 0226 SP | 40 | 145.62 | 4062321380304 | 0.222 | 0.198 | KG | 0.25 | CDM | 100 | 50 | 50 | MM | 85389099
8738649436 | Rocker arm bearing bracket MAN 0226 SP | Rocker arm bearing bracket MAN 0226 SP | Kipphebellagerbock MAN 0226 SP | Rocker arm bearing bracket MAN 0226 SP | 39 | 132.96 | 4062321380465 | 0.533 | 0.433 | KG | 0.098 | CDM | 62 | 51 | 31 | MM | 85030099
8738649438 | Rocker arm shaft MAN 0226 SP | Rocker arm shaft MAN 0226 SP | Kipphebelachse MAN 0226 SP | Rocker arm shaft MAN 0226 SP | 45 | 244.05 | 4062321380472 | 0.447 | 0.401 | KG | 0.09 | CDM | 225 | 20 | 20 | MM | 85389099
8738649441 | Sliding disk MAN 0226 (2x) SP | Sliding disk MAN 0226 (2x) SP | Gleitscheibe MAN 0226 (2x) SP | Sliding disk MAN 0226 (2x) SP | 19 | 18.48 | 4062321380502 | 0.008 | 0.004 | KG | 0.001 | CDM | 30 | 30 | 1 | MM | 85030099
8738649442 | Circlip MAN 0226 SP | Circlip MAN 0226 SP | Sicherungsring MAN 0226 SP | Circlip MAN 0226 SP | 17 | 14.44 | 4062321380519 | 0.005 | 0.001 | KG | 0.001 | CDM | 25 | 22 | 1 | MM | 85030091
8738649454 | Sealing ring turbocharger MAN 2848 SP | Sealing ring turbocharger MAN 2848 SP | Dichtring Turbolader MAN 2848 SP | Sealing ring turbocharger MAN 2848 SP | 16 | 12.66 | 4062321380540 | 0.004 | 0.003 | KG | 0.01 | CDM | 70 | 70 | 2 | MM | 84841000
8738649469 | Gasket turbo pressure MAN 2842 SP | Gasket turbo pressure MAN 2842 SP | Dichtung Turbo Druck MAN 2842 SP | Gasket turbo pressure MAN 2842 SP | 28 | 47.73 | 4062321380618 | 0.008 | 0.002 | KG | 0.002 | CDM | 58 | 28 | 1 | MM | 84842000
8738649489 | O-ring 69,5x3,0mm MAN 2866/2842 SP | O-ring 69,5x3,0mm MAN 2866/2842 SP | O-Ring 69,5x3,0mm MAN 2866/2842 SP | O-ring 69,5x3,0mm MAN 2866/2842 SP | 20 | 20.5 | 4062321380694 | 0.006 | 0.002 | KG | 0.017 | CDM | 75 | 75 | 3 | MM | 40169300
8738649524 | Cooling water pipe MAN 2866 SP | Cooling water pipe MAN 2866 SP | Kühlwasserrohr MAN 2866 SP | Cooling water pipe MAN 2866 SP | 51 | 384.3 | 4062321380854 | 0.997 | 0.847 | KG | 5.28 | CDM | 320 | 165 | 100 | MM | 73043983
8738649558 | Cylinder head 2876/2842 SP | Cylinder head 2876/2842 SP | Zylinderkopf 2876/2842 SP | Cylinder head 2876/2842 SP | - | - | 4062321381059 | 13.67 | 11.619 | KG | 11.232 | CDM | 195 | 240 | 240 | MM | 84099900 | Phased out
8738649561 | Fixing strap MAN 2876 SP | Fixing strap MAN 2876 SP | Spannband MAN 2876 SP | Fixing strap MAN 2876 SP | 45 | 244.05 | 4062321466466 | 0.174 | 0.162 | KG | 1.529 | CDM | 245 | 195 | 32 | MM | 73182200
8738649574 | Piston MAN E2842 LE312 SP | Piston MAN E2842 LE312 SP | Kolben MAN E2842 LE312 SP | Piston MAN E2842 LE312 SP | 66 | 1078.7 | 4062321381080 | 3.66 | 3.111 | KG | 6.072 | CDM | 165 | 160 | 230 | MM | 84099900
8738649579 | Flue pipe MAN 2876 cyl. 1-3 SP | Flue pipe MAN 2876 cyl. 1-3 SP | Abgasrohr MAN 2876 Zyl. 1-3 SP | Flue pipe MAN 2876 cyl. 1-3 SP | 81 | 2143.96 | 4062321381127 | 9.578 | 9.078 | KG | 5.439 | CDM | 510 | 135 | 79 | MM | 73043983
8738649586 | Oil filter bracket MAN 2876 SP | Oil filter bracket MAN 2876 SP | Ölfiltergehäuse MAN 2876 SP | Oil filter bracket MAN 2876 SP | 72 | 1402.35 | 4062321381189 | 3.46 | 2.941 | KG | 12.152 | CDM | 310 | 245 | 160 | MM | 85030099
8738649593 | Crack connecting rod MAN 2848 SP | Crack connecting rod MAN 2848 SP | Crackpleuelstange MAN 2848 SP | Crack connecting rod MAN 2848 SP | 57 | 632.4 | 4062321411848 | 4.61 | 3.21 | KG | 2.089 | CDM | 373 | 140 | 40 | MM | 85030091
8738649600 | Spacer sleeve MAN 0836 (12x) SP | Spacer sleeve MAN 0836 (12x) SP | Distanzbuchse MAN 0836 (12x) SP | Spacer sleeve MAN 0836 (12x) SP | 61 | 815.79 | 4062321466565 | 0.105 | 0.097 | KG | 0.017 | CDM | 54 | 16 | 20 | MM | 73269098
8738649604 | Flue pipe MAN 2842 cyl. 7-9 SP | Flue pipe MAN 2842 cyl. 7-9 SP | Abgasrohr MAN 2842 Zyl. 7-9 SP | Flue pipe MAN 2842 cyl. 7-9 SP | 84 | 2467.56 | 4062321381196 | 9.592 | 8.153 | KG | 39.148 | CDM | 597 | 305 | 215 | MM | 73043983
8738649605 | Flue pipe MAN 2842 cyl. 10-12SP | Flue pipe MAN 2842 cyl. 10-12SP | Abgasrohr MAN 2842 Zyl. 10-12 SP | Flue pipe MAN 2842 cyl. 10-12SP | 95 | 3896.87 | 4062321381202 | 15.836 | 13.46 | KG | 20.528 | CDM | 595 | 150 | 230 | MM | 73043983
8738649611 | O-ring 32x2,5mm crankcase breather SP | O-ring 32x2,5mm crankcase breather SP | O-Ring 32x2,5mm Kurbelgeh. Entlüft. SP | O-ring 32x2,5mm crankcase breather SP | 19 | 18.48 | 4062321411855 | 0.005 | 0.004 | KG | 0.011 | CDM | 50 | 70 | 3 | MM | 85030091
8738649620 | Pressure switch PDSA-309 0-80mbar SP | Pressure switch PDSA-309 0-80mbar SP | Druckwächter PDSA-309 0-80mbar SP | Pressure switch PDSA-309 0-80mbar SP | 82 | 2265.32 | 4062321466602 | 1.953 | 1.833 | KG | 9.136 | CDM | 301 | 201 | 151 | MM | 85365080
8738649621 | Pressure switch PDSA-126 0-2,5bar SP | Pressure switch PDSA-126 0-2,5bar SP | Druckwächter PDSA-126 0-2,5bar SP | Pressure switch PDSA-126 0-2,5bar SP | 76 | 1685.5 | 4062321466619 | 1.676 | 1.586 | KG | 4.5 | CDM | 200 | 150 | 150 | MM | 85365080
8738649636 | O-ring TCG2016V12 SP | O-ring TCG2016V12 SP | O-Ring TCG2016V12 SP | O-ring TCG2016V12 SP | 22 | 24.96 | 4062321381363 | 0.005 | 0.001 | KG | 0.001 | CDM | 20 | 20 | 3 | MM | 40169300
8738649645 | Sealing ring TCG2016V12 (2x) SP | Sealing ring TCG2016V12 (2x) SP | Dichtring TCG2016V12 (2x) SP | Sealing ring TCG2016V12 (2x) SP | 23 | 27.22 | 4062321381387 | 0.014 | 0.01 | KG | 0.015 | CDM | 61 | 61 | 4 | MM | 84841000
8738649649 | Gasket TCG2016V12 (2x) SP | Gasket TCG2016V12 (2x) SP | Dichtung TCG2016V12 (2x) SP | Gasket TCG2016V12 (2x) SP | 46 | 266.98 | 4062321381417 | 0.078 | 0.054 | KG | 0.008 | CDM | 114 | 72 | 1 | MM | 84842000
8738649659 | Speed initiator TCG2016V16 SP | Speed initiator TCG2016V16 SP | Drehzahlinitiator TCG2016V16 SP | Speed initiator TCG2016V16 SP | 75 | 1604.6 | 4062321466749 | 0.227 | 0.18 | KG | 0.217 | CDM | 150 | 38 | 38 | MM | 90329000
8738649721 | Battery charger 15A 12-30V SP | Battery charger 15A 12-30V SP | Batterieladegerät 15A 12-30V SP | Battery charger 15A 12-30V SP | 60 | 775.33 | 4062321466879 | 7.48 | 7.39 | KG | 4.5 | CDM | 200 | 150 | 150 | MM | 85044083
8738649752 | Key 5mm double bit SP | Key 5mm double bit SP | Schlüssel 5mm Doppelbart SP | Key 5mm double bit SP | 13 | 7.69 | 4062321381592 | 0.045 | 0.042 | KG | 0.048 | CDM | 50 | 95 | 10 | MM | 83017000
8738649765 | Multibox MUB/T 062 630D4-IE2 SP | Multibox MUB/T 062 630D4-IE2 SP | Multibox "Abluft" MUB/T 062 630D4-IE2 SP | Multibox MUB/T 062 630D4-IE2 SP | 95 | 3896.87 | 4062321466930 | 116 | 106 | KG | 512 | CDM | 800 | 800 | 800 | MM | 85044095
8738649778 | Generator LS voltage controller R450 SP | Generator LS voltage controller R450 SP | Regler R 450 SP | Generator LS voltage controller R450 SP | 81 | 2143.96 | 4062321381653 | 0.94 | 0.84 | KG | 2.363 | CDM | 210 | 150 | 75 | MM | 90328100
8738649833 | PHE GBS757L-70 (XLG,XLG2)333) 228 kW SP | PHE GBS757L-70 (XLG,XLG2)333) 228 kW SP | PWT GBS757L-70 (XLG,XLG2) 333 ) 228kW SP | PHE GBS757L-70 (XLG,XLG2)333) 228 kW SP | 93 | 3505.83 | 4062321381738 | 48.6 | 47.6 | KG | 34.898 | CDM | 275 | 540 | 235 | MM | 84195080
8738649834 | PHE GBS757L-40 (XG1,XG2)333 104kW SP | PHE GBS757L-40 (XG1,XG2)333 104kW SP | PWT GBS757L-40 (XG1,XG2) 333 ) 104kW SP | PHE GBS757L-40 (XG1,XG2)333 104kW SP | 86 | 2669.83 | 4062321381745 | 33 | 32 | KG | 23.76 | CDM | 275 | 540 | 160 | MM | 84195080
8738649837 | PHE GBS757-30 (XG1,XG2)333)72 kW SP | PHE GBS757-30 (XG1,XG2)333)72 kW SP | PWT GBS757L-30 (XG1,XG2) 333 ) 72KW SP | PHE GBS757-30 (XG1,XG2)333)72 kW SP | 83 | 2359.7 | 4062321381752 | 29.8 | 25.33 | KG | 85.56 | CDM | 460 | 620 | 300 | MM | 84195080
8738649844 | PHE GBS700L-20 (TB1,TB2) 46kW SP | PHE GBS700L-20 (TB1,TB2) 46kW SP | PWT GBS700L-20 (TB1,TB2) 46kW SP | PHE GBS700L-20 (TB1,TB2) 46kW SP | 87 | 2777.7 | 4062321381776 | 21.4 | 20.4 | KG | 10.957 | CDM | 76 | 271 | 532 | MM | 84195080
8738649851 | Exhaust gas insulation EN20 SP | Exhaust gas insulation EN20 SP | Abgasisolierung EN20 SP | Exhaust gas insulation EN20 SP | - | - | 4062321381806 | 6.64 | 5.76 | KG | 96 | CDM | 600 | 400 | 400 | MM | 70196200 | Phased out | 8738662970
8738649854 | Exhaust gas insulation EN240 SP | Exhaust gas insulation EN240 SP | Abgasisolierung EN240 SP | Exhaust gas insulation EN240 SP | - | - | 4062321381820 | 24.2 | 23.5 | KG | 142.6 | CDM | 620 | 460 | 500 | MM | 70196200 | Phased out
8738649858 | Exhaust silencer L25 NW65-SP3 SP | Exhaust silencer L25 NW65-SP3 SP | Abgasschalldämpfer L25 NW65-SP3 SP | Exhaust silencer L25 NW65-SP3 SP | 74 | 1537.17 | 4062321381837 | 34.212 | 17.312 | KG | 73.08 | CDM | 900 | 290 | 280 | MM | 84039090
8738649859 | Exhaust silencer HXM NW65-SP3 SP | Exhaust silencer HXM NW65-SP3 SP | Abgasschalldämpfer HXM NW65-SP3 SP | Exhaust silencer HXM NW65-SP3 SP | 81 | 2143.96 | 4062321381844 | 40 | 25 | KG | 103.847 | CDM | 1252 | 313 | 265 | MM | 84039090
8738649860 | Exhaust silencer HM NW65-SP3 SP | Exhaust silencer HM NW65-SP3 SP | Abgasschalldämpfer HM NW65-SP3 SP | Exhaust silencer HM NW65-SP3 SP | 81 | 2143.96 | 4062321381851 | 16.6 | 16 | KG | 455.352 | CDM | 1020 | 228 | 1958 | MM | 84039090
8738649861 | Exhaust silencer HXM NW80-SP3 SP | Exhaust silencer HXM NW80-SP3 SP | Abgasschalldämpfer HXM NW80-SP3 SP | Exhaust silencer HXM NW80-SP3 SP | 93 | 3505.83 | 4062321467036 | 57.8 | 42.8 | KG | 160.31 | CDM | 1150 | 340 | 410 | MM | 84039090
8738649863 | Exhaust silencer HXM NW100-SP3 L1500 SP | Exhaust silencer HXM NW100-SP3 L1500 SP | Abgasschalldämpf. HXM NW100 SP3 L1500 SP | Exhaust silencer HXM NW100-SP3 L1500 SP | 83 | 2359.7 | 4062321540722 | 63 | 48 | KG | 262.2 | CDM | 1500 | 460 | 380 | MM | 84039090
8738649864 | Exhaust silencer HM NW100-SP3 SP | Exhaust silencer HM NW100-SP3 SP | Abgasschalldämpfer HM NW100-SP3 SP | Exhaust silencer HM NW100-SP3 SP | 79 | 1955.19 | 4062321540739 | 45.8 | 30.8 | KG | 85.197 | CDM | 1300 | 256 | 256 | MM | 84039090
8738649873 | O-ring 56x2,0mm for impeller pump SP | O-ring 56x2,0mm for impeller pump SP | O-Ring 56x2,0mm für Impellerpumpe SP | O-ring 56x2,0mm for impeller pump SP | 17 | 14.44 | 4062321381875 | 0.008 | 0.004 | KG | 0.007 | CDM | 60 | 60 | 2 | MM | 40169300
8738649876 | Vessel filler 400ml SP | Vessel filler 400ml SP | Gefässfüller 400ml SP | Vessel filler 400ml SP | 32 | 73.62 | 4062321381882 | 0.376 | 0.357 | KG | 0.871 | CDM | 66 | 66 | 200 | MM | 73102191
8738649893 | Butterfly valve type 981-140/85 SP | Butterfly valve type 981-140/85 SP | Drosselklappe RMG Typ 981-140/85 SP | Butterfly valve type 981-140/85 SP | 67 | 1125.92 | 4062321411886 | 2.21 | 2.01 | KG | 2.311 | CDM | 195 | 150 | 79 | MM | 85030091
8738649899 | Filter element 1" DN25 SP | Filter element 1" DN25 SP | Filtereinsatz 1" DN25 SP | Filter element 1" DN25 SP | 34 | 87.65 | 4062321467098 | 0.02 | 0.017 | KG | 0.06 | CDM | 134 | 75 | 6 | MM | 84219910
8738649900 | Filter element 2" DN50 SP | Filter element 2" DN50 SP | Filtereinsatz 2" DN50 SP | Filter element 2" DN50 SP | 37 | 112.45 | 4062321467104 | 0.179 | 0.049 | KG | 0.176 | CDM | 246 | 119 | 6 | MM | 84219910
8738649913 | Gas filter GF505/1 500mbar SP | Gas filter GF505/1 500mbar SP | Gasfilter GF505/1 500mbar SP | Gas filter GF505/1 500mbar SP | 42 | 182.04 | 4062321467142 | 0.817 | 0.617 | KG | 1.555 | CDM | 120 | 120 | 108 | MM | 84213200
8738649922 | Bourdon-tube gauge 0-4bar ø100mm 1/2" SP | Bourdon-tube gauge 0-4bar ø100mm 1/2" SP | Rohrfeder-Manometer0-4bar ø100mm 1/2" SP | Bourdon-tube gauge 0-4bar ø100mm 1/2" SP | 23 | 27.22 | 4062321467173 | 0.324 | 0.224 | KG | 0.405 | CDM | 135 | 100 | 30 | MM | 90262040
8738649933 | Solenoid val. DMV-D 512/11-24V 1 1/4" SP | Solenoid val. DMV-D 512/11-24V 1 1/4" SP | Magnetventil DMV-D 512/11-24V 1 1/4" SP | Solenoid val. DMV-D 512/11-24V 1 1/4" SP | 69 | 1240.52 | 4062321381981 | 4.937 | 4.196 | KG | 11.685 | CDM | 235 | 195 | 255 | MM | 84818099
8738649934 | Solenoid val.DMV-D 512/11-230V 1 1/4" SP | Solenoid val.DMV-D 512/11-230V 1 1/4" SP | Magnetventil DMV-D 512/11-230V 1 1/4" SP | Solenoid val.DMV-D 512/11-230V 1 1/4" SP | 69 | 1240.52 | 4062321467210 | 5.011 | 4.891 | KG | 9.136 | CDM | 301 | 201 | 151 | MM | 84818099
8738649939 | Solenoid valve DMV-D 5080/11-24V DN80 SP | Solenoid valve DMV-D 5080/11-24V DN80 SP | Magnetventil DMV-D 5080/11-24V DN80 SP | Solenoid valve DMV-D 5080/11-24V DN80 SP | 107 | 7079.09 | 4062321467227 | 25.341 | 24.58 | KG | 63.65 | CDM | 500 | 380 | 335 | MM | 84818099
8738649951 | Solenoid valve VAS232R/NK DN32 1 1/4" SP | Solenoid valve VAS232R/NK DN32 1 1/4" SP | Magnetventil VAS232R/NK DN32 1 1/4" SP | Solenoid valve VAS232R/NK DN32 1 1/4" SP | 61 | 815.79 | 4062321382049 | 4.094 | 3.479 | KG | 5.764 | CDM | 265 | 145 | 150 | MM | 84818099
8738649955 | Solenoid valve DMV-D 503/11-230V SP | Solenoid valve DMV-D 503/11-230V SP | Magnetventil DMV-D 503/11-230V SP | Solenoid valve DMV-D 503/11-230V SP | 58 | 680.95 | 4062321382063 | 1.751 | 1.631 | KG | 6.143 | CDM | 210 | 195 | 150 | MM | 84818099
8738650002 | Ball valve 1/2" IS/OS brass SP | Ball valve 1/2" IS/OS brass SP | Kugelhahn 1/2" IG/AG MS SP | Ball valve 1/2" IS/OS brass SP | 22 | 24.96 | 4062321382148 | 0.399 | 0.199 | KG | 0.235 | CDM | 113 | 65 | 32 | MM | 84818081
8738650013 | Clutch CM-2800-SCE-60-14-85 SP | Clutch CM-2800-SCE-60-14-85 SP | Kupplung CM-2800-SCE-60-14-85 SP | Clutch CM-2800-SCE-60-14-85 SP | 85 | 2561.95 | 4062321540203 | 34 | 30 | KG | 50 | CDM | 500 | 500 | 200 | MM | 85030091
8738650022 | Test nipple 1/8" incl. sealing cone SP | Test nipple 1/8" incl. sealing cone SP | Messstutzen 1/8" incl. Dichtkegel SP | Test nipple 1/8" incl. sealing cone SP | 27 | 42.05 | 4062321467401 | 0.064 | 0.06 | KG | 0.005 | CDM | 14 | 14 | 28 | MM | 90262080
8738650028 | Pressure regulator DN50 FRNG5050 SP | Pressure regulator DN50 FRNG5050 SP | Gleichdruckregler DN50 FRNG5050 SP | Pressure regulator DN50 FRNG5050 SP | 68 | 1193.35 | 4062321467425 | 5.68 | 5.4 | KG | 21.632 | CDM | 260 | 260 | 320 | MM | 84818099
8738650041 | Level controller G3/4" 16bar 110°C SP | Level controller G3/4" 16bar 110°C SP | Niveauwächter G3/4" 16bar 110°C SP | Level controller G3/4" 16bar 110°C SP | 75 | 1604.6 | 4062321382254 | 1.368 | 0.068 | KG | 0.025 | CDM | 1000 | 5 | 5 | MM | 90268020
8738650046 | Vent screw 1" SP | Vent screw 1" SP | Entlüftungsschraube 1" SP | Vent screw 1" SP | 23 | 27.22 | 4062321467470 | 0.06 | 0.056 | KG | 0.065 | CDM | 50 | 36 | 36 | MM | 73181552
8738650140 | Screw plug DIN 910 M30x1,5 galv. SP | Screw plug DIN 910 M30x1,5 galv. SP | Verschlussschraube DIN 910 M30x1,5 VZ SP | Screw plug DIN 910 M30x1,5 galv. SP | 23 | 27.22 | 4062321382308 | 0.154 | 0.15 | KG | 0.039 | CDM | 36 | 36 | 30 | MM | 73181595
8738650181 | Compression fitting GEV 8x1/4" SP | Compression fitting GEV 8x1/4" SP | Verschraubung GEV 8x1/4" SP | Compression fitting GEV 8x1/4" SP | 16 | 12.66 | 4062321382391 | 0.05 | 0.047 | KG | 0.07 | CDM | 70 | 50 | 20 | MM | 73079910
8738650192 | Compression fitting GE12LM14x1,5EDA3C SP | Compression fitting GE12LM14x1,5EDA3C SP | Verschraubung GE 12LM14x1,5EDA3C SP | Compression fitting GE12LM14x1,5EDA3C SP | 23 | 27.22 | 4062321382445 | 0.064 | 0.06 | KG | 0.02 | CDM | 41 | 22 | 22 | MM | 73079910
8738650200 | Plug nipple 3C382-12-6 SP | Plug nipple 3C382-12-6 SP | Stecknippel 3C382-12-6 SP | Plug nipple 3C382-12-6 SP | 22 | 24.96 | 4062321382469 | 0.049 | 0.045 | KG | 0.019 | CDM | 40 | 22 | 22 | MM | 73269098
8738650203 | Plug nipple 3C582-18-10 90° SP | Plug nipple 3C582-18-10 90° SP | Stecknippel 3C582-18-10 90° SP | Plug nipple 3C582-18-10 90° SP | 36 | 102.88 | 4062321540241 | 0.184 | 0.18 | KG | 0.228 | CDM | 100 | 35 | 65 | MM | 73269098
8738650307 | Angle 1/2" IG/AG galv. SP | Angle 1/2" IG/AG galv. SP | Winkel 1/2" IG/AG VA SP | Angle 1/2" IG/AG galv. SP | 19 | 18.48 | 4062321382612 | 0.093 | 0.089 | KG | 0.04 | CDM | 48 | 25 | 33 | MM | 73072910
8738650310 | Angle 3/4" IG/AG galv. SP | Angle 3/4" IG/AG galv. SP | Winkel 3/4" IG/AG VA SP | Angle 3/4" IG/AG galv. SP | 25 | 32.89 | 4062321382629 | 0.137 | 0.133 | KG | 0.076 | CDM | 41 | 31 | 60 | MM | 73072910
8738650324 | Gasket cover dirt trap DN65 SP | Gasket cover dirt trap DN65 SP | Dichtung Schmutzfängerdeckel DN65 SP | Gasket cover dirt trap DN65 SP | 21 | 22.92 | 4062321382636 | 0.007 | 0.003 | KG | 0.016 | CDM | 90 | 90 | 2 | MM | 84842000
8738650331 | Suction strainer DELTA-HS-08 SP | Suction strainer DELTA-HS-08 SP | Hutsieb DELTA-HS-08 SP | Suction strainer DELTA-HS-08 SP | 59 | 728.13 | 4062321468057 | 0.502 | 0.412 | KG | 4.5 | CDM | 200 | 150 | 150 | MM | 84219910
8738650454 | Damper filter type NLG 21-24 SP | Damper filter type NLG 21-24 SP | Dämpferfilter Typ NLG 21-24 SP | Damper filter type NLG 21-24 SP | 57 | 632.4 | 4062321382759 | 6.408 | 4.908 | KG | 67.184 | CDM | 520 | 340 | 380 | MM | 84213100
8738650470 | Seal hemp SP | Seal hemp SP | Dichtungshanf SP | Seal hemp SP | 31 | 66.74 | 4062321468170 | 0.226 | 0.22 | KG | 1.553 | CDM | 225 | 115 | 60 | MM | 39100000
8738650547 | Gasket 90x142x2mm Novapress Basic SP | Gasket 90x142x2mm Novapress Basic SP | Dichtung 90x142x2mm Novapress Basic SP | Gasket 90x142x2mm Novapress Basic SP | 14 | 9.38 | 4062321382933 | 0.042 | 0.038 | KG | 0.04 | CDM | 142 | 142 | 2 | MM | 59119099
8738650569 | Cu-ring 16x22mm SP | Cu-ring 16x22mm SP | Kupferdichtring 16x22mm SP | Cu-ring 16x22mm SP | 11 | 4.79 | 4062321382988 | 0.006 | 0.002 | KG | 0.001 | CDM | 22 | 22 | 1 | MM | 74198090
8738650582 | Seal kit pump TP 32-65 SP | Seal kit pump TP 32-65 SP | Dichtungssatz Pumpe TP 32-65 SP | Seal kit pump TP 32-65 SP | 61 | 815.79 | 4062321383022 | 0.117 | 0.111 | KG | 1.384 | CDM | 202 | 137 | 50 | MM | 40169300
8738650604 | Leak detector 400ml SP | Leak detector 400ml SP | Lecksuchspray 400ml SP | Leak detector 400ml SP | 23 | 27.22 | 4062321383053 | 0.529 | 0.449 | KG | 1.014 | CDM | 65 | 65 | 240 | MM | 76129020
8738650654 | Circuit breaker 80-100A NZMH2-A100 SP | Circuit breaker 80-100A NZMH2-A100 SP | L-Schalter 80-100A NZMH2-A100 SP | Circuit breaker 80-100A NZMH2-A100 SP | 63 | 930.4 | 4062321468552 | 2.273 | 2.183 | KG | 4.5 | CDM | 200 | 150 | 150 | MM | 85362090
8738650656 | Circuit breaker 200-250A NZMB2-A250 SP | Circuit breaker 200-250A NZMB2-A250 SP | L-Schalter 200-250A NZMB2-A250 SP | Circuit breaker 200-250A NZMB2-A250 SP | 74 | 1537.17 | 4062321468569 | 1.988 | 1.888 | KG | 2.793 | CDM | 183 | 106 | 144 | MM | 85362010
8738650664 | Remote drive for circuit breaker NZM3 SP | Remote drive for circuit breaker NZM3 SP | Fernantrieb für L-Schalter NZM3 SP | Remote drive for circuit breaker NZM3 SP | 79 | 1955.19 | 4062321383121 | 3.15 | 3.04 | KG | 8.976 | CDM | 240 | 220 | 170 | MM | 85389099
8738650670 | Remote drive for circuit breaker NZM4 SP | Remote drive for circuit breaker NZM4 SP | Fernantrieb für L-Schalter NZM4 SP | Remote drive for circuit breaker NZM4 SP | 89 | 2979.97 | 4062321383145 | 6.011 | 5.109 | KG | 12.961 | CDM | 230 | 230 | 245 | MM | 85365080
8738650677 | Switch disconnector N2-250 250A SP | Switch disconnector N2-250 250A SP | Lasttrennschalter N2-250 250A SP | Switch disconnector N2-250 250A SP | 66 | 1078.7 | 4062321468590 | 1.911 | 1.821 | KG | 4.5 | CDM | 200 | 150 | 150 | MM | 85362090
8738650689 | Cover NZM2-XAVPR SP | Cover NZM2-XAVPR SP | Abdeckung NZM2-XAVPR SP | Cover NZM2-XAVPR SP | 28 | 47.73 | 4062321468620 | 0.025 | 0.017 | KG | 0.012 | CDM | 115 | 35 | 3 | MM | 85389099
8738650695 | Cable lug NZM3-XKS185 (2x) SP | Cable lug NZM3-XKS185 (2x) SP | Kabelschuh NZM3-XKS185 (2x) SP | Cable lug NZM3-XKS185 (2x) SP | 38 | 122.17 | 4062321468675 | 0.212 | 0.208 | KG | 0.048 | CDM | 77 | 26 | 24 | MM | 85369010
8738650708 | kWh counter transformer DCMi462WP SP | kWh counter transformer DCMi462WP SP | kWh-Zähler Wandler DCMi462WP SP | kWh counter transformer DCMi462WP SP | 64 | 977.58 | 4062321468705 | 0.367 | 0.332 | KG | 0.606 | CDM | 89 | 108 | 63 | MM | 90308400
8738650721 | Speed controller (E 2040 complete) SP | Speed controller (E 2040 complete) SP | Drehzahlregler E2040 kpl. SP | Speed controller (E 2040 complete) SP | 89 | 2979.97 | 4062321468729 | 7.16 | 6.6 | KG | 27.2 | CDM | 400 | 400 | 170 | MM | 90329000
8738650722 | Speed controller (E 2F complete) SP | Speed controller (E 2F complete) SP | Drehzahlregler E2-F kpl. 24VDC SP | Speed controller (E 2F complete) SP | 87 | 2777.7 | 4062321468736 | 6.36 | 5.8 | KG | 27.2 | CDM | 400 | 400 | 170 | MM | 90329000
8738650727 | Mini relay 24VDC 4 changeover SP | Mini relay 24VDC 4 changeover SP | Miniaturrelais 24VDC 4 Wechsler SP | Mini relay 24VDC 4 changeover SP | 30 | 59.86 | 4062321468750 | 0.028 | 0.019 | KG | 0.022 | CDM | 41 | 27 | 20 | MM | 85364190
8738650728 | Industrial relay 24VDC 10A 3 SP | Industrial relay 24VDC 10A 3 SP | Industrierelais 24VDC 10A 3 Wechsler SP | Industrial relay 24VDC 10A 3 SP | 30 | 59.86 | 4062321383220 | 0.089 | 0.08 | KG | 0.075 | CDM | 32 | 36 | 65 | MM | 85364900
8738650730 | Industrial relay 12VDC 10A 3 SP | Industrial relay 12VDC 10A 3 SP | Industrierelais 12VDC 10A 3 Wechsler SP | Industrial relay 12VDC 10A 3 SP | 29 | 53.54 | 4062321383237 | 0.089 | 0.08 | KG | 0.075 | CDM | 32 | 36 | 65 | MM | 85364900
8738650732 | Relay mount 9003 SP | Relay mount 9003 SP | Relaisfassung 9003 SP | Relay mount 9003 SP | 22 | 24.96 | 4062321383244 | 0.075 | 0.066 | KG | 0.105 | CDM | 81 | 38 | 34 | MM | 85364900
8738650733 | Multifunction time module SP | Multifunction time module SP | Multifunktions-Zeitmodul 86.00 SP | Multifunction time module SP | 36 | 102.88 | 4062321468774 | 0.02 | 0.01 | KG | 0.205 | CDM | 80 | 57 | 45 | MM | 85364900
8738650734 | Relay mount 9474 SP | Relay mount 9474 SP | Relaisfassung 9474 SP | Relay mount 9474 SP | 25 | 32.89 | 4062321468781 | 0.055 | 0.045 | KG | 0.059 | CDM | 73 | 30 | 27 | MM | 85364900
8738650735 | Relais 24VDC 6A | Relais 24VDC 6A | Koppelrelais 24VDC 6A 1 Wechsler kpl. SP | Coupler relay 24VDC,6A,1 changr cpl. SP | 29 | 53.54 | 4062321383251 | 0.012 | 0.003 | KG | 0.04 | CDM | 87 | 76 | 6 | MM | 85364190
8738650736 | Coupler relay 230VAC,6A,1 changeover SP | Coupler relay 230VAC,6A,1 changeover SP | Koppelrelais 230VAC 6A 1 Wechsler SP | Coupler relay 230VAC,6A,1 changeover SP | 32 | 73.62 | 4062321468798 | 0.012 | 0.003 | KG | 0.04 | CDM | 87 | 76 | 6 | MM | 85364900
8738650741 | Coupler relay 24VDC 7A 4 changeover SP | Coupler relay 24VDC 7A 4 changeover SP | Koppelrelais 24VDC 7A 4 Wechsler SP | Coupler relay 24VDC 7A 4 changeover SP | 31 | 66.74 | 4062321383275 | 0.116 | 0.11 | KG | 0.224 | CDM | 100 | 80 | 28 | MM | 85364190
8738650760 | Mains monitoring relay MFR 300 5A SP | Mains monitoring relay MFR 300 5A SP | Netzüberwachungsrelais MFR 300 5A SP | Mains monitoring relay MFR 300 5A SP | 85 | 2561.95 | 4062321468880 | 0.538 | 0.448 | KG | 4.5 | CDM | 200 | 150 | 150 | MM | 90303320
8738650770 | Transmitter MWG CC28 SP | Transmitter MWG CC28 SP | Transmitter MWG CC28 SP | Transmitter MWG CC28 SP | 67 | 1125.92 | 4062321383305 | 0.822 | 0.698 | KG | 3.544 | CDM | 270 | 175 | 75 | MM | 90271010
8738650782 | Neozed fuse D02 50A SP | Neozed fuse D02 50A SP | Neozed Sicherung D02 50 A SP | Neozed fuse D02 50A SP | 15 | 10.93 | 4062321411923 | 0.023 | 0.013 | KG | 0.007 | CDM | 36 | 14 | 14 | MM | 85361050
8738650783 | Neozed fuse D02 35 A (3x) SP | Neozed fuse D02 35 A (3x) SP | Neozed Sicherung D02 35 A (3x) SP | Neozed fuse D02 35 A (3x) SP | 15 | 10.93 | 4062321383336 | 0.023 | 0.013 | KG | 0.007 | CDM | 36 | 14 | 14 | MM | 85361050
8738650786 | Neozed fuse D01 6 A SP | Neozed fuse D01 6 A SP | Neozed Sicherung D01 6 A SP | Neozed fuse D01 6 A SP | 18 | 16.32 | 4062321383350 | 0.013 | 0.003 | KG | 0.004 | CDM | 35 | 10 | 10 | MM | 85361010
8738650787 | Neozed fuse D01 10 A SP | Neozed fuse D01 10 A SP | Neozed Sicherung D01 10 A SP | Neozed fuse D01 10 A SP | 18 | 16.32 | 4062321383367 | 0.007 | 0.006 | KG | 0.035 | CDM | 70 | 50 | 10 | MM | 85361010
8738650788 | Neozed fuse D01 4 A SP | Neozed fuse D01 4 A SP | Neozed Sicherung D01 4 A SP | Neozed fuse D01 4 A SP | 18 | 16.32 | 4062321383374 | 0.005 | 0.004 | KG | 0.035 | CDM | 70 | 50 | 10 | MM | 85361010
8738650833 | Auxiliary power unit DGS 6,5kW SP | Auxiliary power unit DGS 6,5kW SP | Netzstartgerät DGS 6,5kW SP | Auxiliary power unit DGS 6,5kW SP | 86 | 2669.83 | 4062321469030 | 49.31 | 48 | KG | 129.348 | CDM | 651 | 461 | 431 | MM | 85044083
8738650840 | Pressure limiter SDBAM2,5 0,4-2-5bar SP | Pressure limiter SDBAM2,5 0,4-2-5bar SP | Druckbegrenzer SDBAM2,5 0,4-2-5bar SP | Pressure limiter SDBAM2,5 0,4-2-5bar SP | 58 | 680.95 | 4062321469061 | 0.675 | 0.585 | KG | 4.5 | CDM | 200 | 150 | 150 | MM | 90322000
8738650854 | Multimeter UMG 96S 140-300V SP | Multimeter UMG 96S 140-300V SP | Universalmeßgerät UMG 96S 140-300V SP | Multimeter UMG 96S 140-300V SP | - | - | 4062321469115 | 0.564 | 0.264 | KG | 0.502 | CDM | 55 | 95 | 96 | MM | 85389099 | Phased out
8738650898 | A/D module PT100 680 0-300°C SP | A/D module PT100 680 0-300°C SP | A/D-Modul PT100 680 0-300°C SP | A/D module PT100 680 0-300°C SP | 63 | 930.4 | 4062321383534 | 0.11 | 0.104 | KG | 0.294 | CDM | 80 | 105 | 35 | MM | 85437090
8738650925 | WMU TAS-331DG SP | WMU TAS-331DG SP | WMU TAS-331DG SP | WMU TAS-331DG SP | 57 | 632.4 | 4062321469344 | 0.766 | 0.676 | KG | 4.5 | CDM | 200 | 150 | 150 | MM | 85437090
8738650926 | Profibus DP/DP coupler SP | Profibus DP/DP coupler SP | Profibus DP/DP-Koppler SP | Profibus DP/DP coupler SP | 67 | 1125.92 | 4062321469351 | 0.309 | 0.27 | KG | 0.57 | CDM | 126 | 39 | 116 | MM | 85176200
8738650928 | Battery charger 40A 24V SP | Battery charger 40A 24V SP | Batterieladegerät 40A 24V SP | Battery charger 40A 24V SP | 61 | 815.79 | 4062321469368 | 4.269 | 4.149 | KG | 9.136 | CDM | 301 | 201 | 151 | MM | 85044060
8738650935 | Ventura FIO AI8-Pt/Ni100 16 Bit SP | Ventura FIO AI8-Pt/Ni100 16 Bit SP | Ventura FIO AI8-Pt/Ni100 SP | Ventura FIO AI8-Pt/Ni100 16 Bit SP | 59 | 728.13 | 4062321383596 | 0.22 | 0.15 | KG | 0.519 | CDM | 98 | 147 | 36 | MM | 85176200
8738650945 | CAN input and output module SP | CAN input and output module SP | CAN Ein- u. Ausgangsmodul SP | CAN input and output module SP | 72 | 1402.35 | 4062321383640 | 0.63 | 0.535 | KG | 5.696 | CDM | 245 | 150 | 155 | MM | 85176200
8738650946 | Output transducer 50/5A 2500kW SP | Output transducer 50/5A 2500kW SP | WMU 50/5A 2500kW SP | Output transducer 50/5A 2500kW SP | 70 | 1287.73 | 4062321383657 | 0.55 | 0.48 | KG | 1.012 | CDM | 114 | 120 | 74 | MM | 85437090
8738650951 | Repeater RS485/RS485-P SP | Repeater RS485/RS485-P SP | Repeater RS485/RS485-P SP | Repeater RS485/RS485-P SP | 57 | 632.4 | 4062321383671 | 0.2 | 0.19 | KG | 5.762 | CDM | 115 | 150 | 334 | MM | 85176990
8738650963 | Emergency stop switch complete M22-PV SP | Emergency stop switch complete M22-PV SP | Not-Aus-Taste kpl. M22-PV/K11 SP | Emergency stop switch complete M22-PV SP | 34 | 87.65 | 4062321383695 | 0.065 | 0.061 | KG | 0.22 | CDM | 110 | 50 | 40 | MM | 85365019
8738650965 | Mounting adapter M22-A SP | Mounting adapter M22-A SP | Befestigungsadapter M22-A SP | Mounting adapter M22-A SP | 15 | 10.93 | 4062321411954 | 0.004 | 0.003 | KG | 0.07 | CDM | 100 | 70 | 10 | MM | 85030091
8738650969 | LED element front, green SP | LED element front, green SP | LED-Element Front grün M22-LED-G SP | LED element front, green SP | 23 | 27.22 | 4062321469429 | 0.013 | 0.003 | KG | 0.012 | CDM | 34 | 36 | 10 | MM | 85414100
8738650971 | Key switch M22-WS 0/1 SP | Key switch M22-WS 0/1 SP | Schlüsseltaste M22-WS 0/1 SP | Key switch M22-WS 0/1 SP | 37 | 112.45 | 4062321383718 | 0.043 | 0.04 | KG | 0.15 | CDM | 60 | 50 | 50 | MM | 85365080
8738650972 | Protective collar M22-XGPV SP | Protective collar M22-XGPV SP | Schutzkragen M22-XGPV SP | Protective collar M22-XGPV SP | 26 | 36.29 | 4062321383725 | 0.051 | 0.048 | KG | 0.332 | CDM | 75 | 68 | 65 | MM | 85369010
8738650976 | Selector keys Toggle switch M22-WRK SP | Selector keys Toggle switch M22-WRK SP | Wahltasten Knebelschalter M22-WRK SP | Selector keys Toggle switch M22-WRK SP | 26 | 36.29 | 4062321411961 | 0.022 | 0.012 | KG | 0.041 | CDM | 46 | 30 | 30 | MM | 85365080
8738650977 | Marker holder M22S-ST-X SP | Marker holder M22S-ST-X SP | Schildträger M22S-ST-X SP | Marker holder M22S-ST-X SP | 16 | 12.66 | 4062321411978 | 0.03 | 0.026 | KG | 0.005 | CDM | 50 | 30 | 3 | MM | 85389099
8738650981 | Key switch 0-1 SP | Key switch 0-1 SP | Schlüsselschalter 0-1 SP | Key switch 0-1 SP | 40 | 145.62 | 4062321383732 | 0.12 | 0.114 | KG | 0.22 | CDM | 55 | 80 | 50 | MM | 85365080
8738651015 | Ignition syst. MIC508 MAN E0834E cpl. SP | Ignition syst. MIC508 MAN E0834E cpl. SP | Zündanlage MIC 508 MAN E0834E kpl. SP | Ignition syst. MIC508 MAN E0834E cpl. SP | 85 | 2561.95 | 4062321469528 | 11 | 7 | KG | 51.92 | CDM | 590 | 400 | 220 | MM | 85118000
8738651028 | Press. trans. PMC131 1/2" 0/1bar EEx SP | Press. trans. PMC131 1/2" 0/1bar EEx SP | DMU PMC131 1/2" 0/1bar EEx SP | Press. trans. PMC131 1/2" 0/1bar EEx SP | - | - | 4062321469580 | 0.324 | 0.234 | KG | 4.5 | CDM | 200 | 150 | 150 | MM | 90262020 | Phased out
8738651056 | Cable H07V-K 4mm² black (5M) SP | Cable H07V-K 4mm² black (5M) SP | Aderleitung H07V-K 4mm² schwarz (5M) SP | Cable H07V-K 4mm² black (5M) SP | 23 | 27.22 | 4062321540463 | 0.945 | 0.225 | KG | 0.016 | CDM | 1000 | 4 | 4 | MM | 85444995
8738651090 | Cable H07V-K 4mm² blue/white (10M) SP | Cable H07V-K 4mm² blue/white (10M) SP | Aderleitung H07V-K 4mm² bl/we (10M) SP | Cable H07V-K 4mm² blue/white (10M) SP | 22 | 24.96 | 4062321469719 | 1.46 | 0.74 | KG | 0.016 | CDM | 1000 | 4 | 4 | MM | 85444995
8738651100 | Control cable LiYCY 3x0,5mm² (5M) SP | Control cable LiYCY 3x0,5mm² (5M) SP | Steuerleitung LiYCY 3x0,5mm² (5M) SP | Control cable LiYCY 3x0,5mm² (5M) SP | 27 | 42.05 | 4062321383947 | 0.26 | 0.247 | KG | 0.88 | CDM | 160 | 220 | 25 | MM | 85444290
8738651131 | Gauge rings Neozed D02 6A SP | Gauge rings Neozed D02 6A SP | Passeinsatz Neozed D02 6A SP | Gauge rings Neozed D02 6A SP | 31 | 66.74 | 4062321469788 | 0.018 | 0.014 | KG | 0.003 | CDM | 16 | 16 | 10 | MM | 85361010
8738651132 | Gauge rings Neozed D02 10A SP | Gauge rings Neozed D02 10A SP | Passeinsatz Neozed D02 10A SP | Gauge rings Neozed D02 10A SP | 31 | 66.74 | 4062321469795 | 0.018 | 0.014 | KG | 0.003 | CDM | 16 | 16 | 10 | MM | 85361010
8738651133 | Gauge rings Neozed D02 16A SP | Gauge rings Neozed D02 16A SP | Passeinsatz Neozed D02 16A SP | Gauge rings Neozed D02 16A SP | 31 | 66.74 | 4062321469801 | 0.018 | 0.014 | KG | 0.003 | CDM | 16 | 16 | 10 | MM | 85361050
8738651139 | Tubular cable lug 35mm² 8mm SP | Tubular cable lug 35mm² 8mm SP | Rohrkabelschuh 35mm² 8mm SP | Tubular cable lug 35mm² 8mm SP | 35 | 95.06 | 4062321469818 | 0.024 | 0.02 | KG | 0.011 | CDM | 45 | 17 | 14 | MM | 85369010
8738651149 | Ring cable lug 0,5-1,0mm² 620/4 (10x) SP | Ring cable lug 0,5-1,0mm² 620/4 (10x) SP | Ringkabelschuh 0,5-1,0mm² 620/4 (10x) SP | Ring cable lug 0,5-1,0mm² 620/4 (10x) SP | 27 | 42.05 | 4062321384012 | 0.011 | 0.01 | KG | 0.014 | CDM | 45 | 60 | 5 | MM | 85369010
8738651154 | Tubular cable lug 35mm² 6mm (4x) SP | Tubular cable lug 35mm² 6mm (4x) SP | Rohrkabelschuh 35mm² 6mm (4x) SP | Tubular cable lug 35mm² 6mm (4x) SP | 31 | 66.74 | 4062321469856 | 0.08 | 0.076 | KG | 0.009 | CDM | 41 | 13 | 16 | MM | 85369010
8738651158 | Ring cable lug 0,5-1,0mm² 620/6 (10x) SP | Ring cable lug 0,5-1,0mm² 620/6 (10x) SP | Ringkabelschuh 0,5-1,0mm² 620/6 (10x) SP | Ring cable lug 0,5-1,0mm² 620/6 (10x) SP | 22 | 24.96 | 4062321469863 | 0.244 | 0.24 | KG | 0.002 | CDM | 26 | 11 | 6 | MM | 85369010
8738651168 | Ferrule 0,75mm²x8,2mm insulated (10x) SP | Ferrule 0,75mm²x8,2mm insulated (10x) SP | Aderendhülse 0,75mm²x8,2mm isol.(10x) SP | Ferrule 0,75mm²x8,2mm insulated (10x) SP | 25 | 32.89 | 4062321540524 | 0.005 | 0.001 | KG | 0.126 | CCM | 14 | 3 | 3 | MM | 85030091
8738651193 | IPON cable screw fitting M63x1,5 SP | IPON cable screw fitting M63x1,5 SP | Ipon Verschraubung M63x1,5 SP | IPON cable screw fitting M63x1,5 SP | 22 | 24.96 | 4062321469962 | 0.01 | 0.006 | KG | 0.342 | CDM | 69 | 67 | 74 | MM | 39269097
8738651197 | Jam nut M40x1,5 PVC (4x) SP | Jam nut M40x1,5 PVC (4x) SP | Gegenmutter M40x1,5 PVC (4x) SP | Jam nut M40x1,5 PVC (4x) SP | 21 | 22.92 | 4062321540562 | 0.007 | 0.003 | KG | 0.015 | CDM | 50 | 50 | 6 | MM | 74153300
8738651199 | IPON cable screw fitting M16x1,5 (4x) SP | IPON cable screw fitting M16x1,5 (4x) SP | Ipon Verschraubung M16x1,5 (4x) SP | IPON cable screw fitting M16x1,5 (4x) SP | 24 | 29.93 | 4062321384111 | 0.007 | 0.003 | KG | 0.015 | CDM | 34 | 20 | 22 | MM | 39269097
8738651217 | Cable strap 360x4,8mm (100x) SP | Cable strap 360x4,8mm (100x) SP | Kabelbinder 360x4,8mm (100x) SP | Cable strap 360x4,8mm (100x) SP | 25 | 32.89 | 4062321384159 | 0.204 | 0.2 | KG | 0.013 | CDM | 360 | 5 | 7 | MM | 39269097
8738651245 | Earth conductor terminal STTB 2,5-PE SP | Earth conductor terminal STTB 2,5-PE SP | Schutzleiterklemme STTB 2,5-PE SP | Earth conductor terminal STTB 2,5-PE SP | 17 | 14.44 | 4062321384173 | 0.019 | 0.015 | KG | 0.016 | CDM | 46 | 68 | 5 | MM | 85369010
8738651257 | tension spring 2,5mm² blue 2x SP | tension spring 2,5mm² blue 2x SP | Zugfederklemme 2,5mm² blau 2x SP | tension spring 2,5mm² blue 2x SP | 14 | 9.38 | 4062321384203 | 0.013 | 0.009 | KG | 0.013 | CDM | 72 | 35 | 5 | MM | 85369010
8738651308 | LED LD56SRT/GN/GB red/green SP | LED LD56SRT/GN/GB red/green SP | Leuchtdiode LD56SRT/GN/GB rot/grün SP | LED LD56SRT/GN/GB red/green SP | 31 | 66.74 | 4062321470104 | 0.008 | 0.004 | KG | 0.004 | CDM | 38 | 10 | 11 | MM | 85414100
8738651309 | Illuminated pushbutton flat,green M22 SP | Illuminated pushbutton flat,green M22 SP | Leuchtdrucktaste flach grün M22-DL-G SP | Illuminated pushbutton flat,green M22 SP | 25 | 32.89 | 4062321411992 | 0.013 | 0.003 | KG | 0.024 | CDM | 28 | 29 | 29 | MM | 85365080
8738651359 | Clamp No.133 20D SP | Clamp No.133 20D SP | Schelle Nr.133 20D SP | Clamp No.133 20D SP | 26 | 36.29 | 4062321470210 | 0.03 | 0.026 | KG | 0.096 | CDM | 120 | 40 | 20 | MM | 73182200
8738651408 | Synth.resin paint spray RAL7001 400ml SP | Synth.resin paint spray RAL7001 400ml SP | Kunstharz-Lackspray RAL7001 400ml SP | Synth.resin paint spray RAL7001 400ml SP | 29 | 53.54 | 4062321384449 | 0.475 | 0.471 | KG | 0.862 | CDM | 198 | 66 | 66 | MM | 32089091
8738651410 | Synth.resin paint spray RAL7035 400ml SP | Synth.resin paint spray RAL7035 400ml SP | Kunstharz-Lackspray RAL7035 400ml SP | Synth.resin paint spray RAL7035 400ml SP | 29 | 53.54 | 4062321384456 | 0.437 | 0.433 | KG | 0.77 | CDM | 68 | 64 | 177 | MM | 32089091
8738651425 | Axial compensator DN80 PN6 ss SP | Axial compensator DN80 PN6 ss SP | Axial-Kompensator DN80 PN6 VA SP | Axial compensator DN80 PN6 ss SP | 54 | 493.52 | 4062321384463 | 1.456 | 1.336 | KG | 2.889 | CDM | 262 | 105 | 105 | MM | 83071000
8738651429 | Axial compensator DN40 PN16 ss SP | Axial compensator DN40 PN16 ss SP | Axial-Kompensator DN40 PN16 VA SP | Axial compensator DN40 PN16 ss SP | 59 | 728.13 | 4062321470333 | 0.744 | 0.624 | KG | 0.736 | CDM | 208 | 59 | 60 | MM | 83071000
8738651431 | Axial compensator DN65 PN16 ss SP | Axial compensator DN65 PN16 ss SP | Axial-Kompensator DN65 PN16 VA SP | Axial compensator DN65 PN16 ss SP | 57 | 632.4 | 4062321384487 | 1.6 | 1.36 | KG | 10.317 | CDM | 305 | 205 | 165 | MM | 83071000
8738651434 | Axial comp. DN32 PN5 R1 1/4" DVGW SP | Axial comp. DN32 PN5 R1 1/4" DVGW SP | Axial-Komp. DN32 PN5 R1 1/4" DVGW VA SP | Axial comp. DN32 PN5 R1 1/4" DVGW SP | 44 | 222.48 | 4062321384494 | 1.2 | 1.02 | KG | 2.195 | CDM | 190 | 105 | 110 | MM | 83071000
8738651435 | Axial comp. DN40 PN5 R1 1/2" DVGW SP | Axial comp. DN40 PN5 R1 1/2" DVGW SP | Axial-Komp. DN40 PN5 R1 1/2" DVGW VA SP | Axial comp. DN40 PN5 R1 1/2" DVGW SP | 48 | 314.16 | 4062321470357 | 1.518 | 1.398 | KG | 1.255 | CDM | 189 | 82 | 81 | MM | 83071000
8738651436 | Axial comp. DN50 PN5 R2" DVGW ss SP | Axial comp. DN50 PN5 R2" DVGW ss SP | Axial-Komp. DN50 PN5 R2" DVGW VA SP | Axial comp. DN50 PN5 R2" DVGW ss SP | 50 | 357.33 | 4062321384500 | 2.277 | 2.157 | KG | 1.871 | CDM | 212 | 97 | 91 | MM | 83071000
8738651442 | Tuboflex-corrugated hose DN40 l=510mm SP | Tuboflex-corrugated hose DN40 l=510mm SP | Tuboflex-Wellschlauch DN40 L=510mm SP | Tuboflex-corrugated hose DN40 l=510mm SP | 51 | 384.3 | 4062321384524 | 1.566 | 1.066 | KG | 1.618 | CDM | 516 | 56 | 56 | MM | 83071000
8738651450 | High axial compensator DN40 PN1 SP | High axial compensator DN40 PN1 SP | Hochleistungs-Axial-Komp. DN40 PN1 SP | High axial compensator DN40 PN1 SP | 48 | 314.16 | 4062321470395 | 0.872 | 0.652 | KG | 0.676 | CDM | 201 | 58 | 58 | MM | 83071000
8738651511 | Air inlet hose NP2M 102 mm SP | Air inlet hose NP2M 102 mm SP | Flexafit NP2M 102mm SP | Air inlet hose NP2M 102 mm SP | 42 | 182.04 | 4062321470500 | 0.52 | 0.514 | KG | 108 | CDM | 1200 | 300 | 300 | MM | 40093100
8738651523 | Shrink tube 19-6 SP | Shrink tube 19-6 SP | Schrumpfschlauch 19-6 SP | Shrink tube 19-6 SP | 31 | 66.74 | 4062321470517 | 0.065 | 0.061 | KG | 0.65 | CDM | 1000 | 26 | 25 | MM | 39173900
8738651524 | Shrink tube 40-12 SP | Shrink tube 40-12 SP | Schrumpfschlauch 40-12 SP | Shrink tube 40-12 SP | 35 | 95.06 | 4062321470524 | 0.154 | 0.15 | KG | 1.75 | CDM | 1000 | 35 | 50 | MM | 39173900
8738651526 | Shrink tube 12,7-6,4 red SP | Shrink tube 12,7-6,4 red SP | Schrumpfschlauch 12,7-6,4 rot SP | Shrink tube 12,7-6,4 red SP | 24 | 29.93 | 4062321470531 | 0.07 | 0.066 | KG | 0.022 | CDM | 1000 | 22 | 1 | MM | 39173900
8738651540 | Hose clamp 50-70mm (2x) SP | Hose clamp 50-70mm (2x) SP | Schlauchschelle 50-70mm (2x) SP | Hose clamp 50-70mm (2x) SP | 34 | 87.65 | 4062321470579 | 0.122 | 0.032 | KG | 4.5 | CDM | 200 | 150 | 150 | MM | 73269098
8738651565 | Pipe clamp with rubber 15-19mm (4x) SP | Pipe clamp with rubber 15-19mm (4x) SP | Sauerrohrschelle 15-19mm (4x) SP | Pipe clamp with rubber 15-19mm (4x) SP | 25 | 32.89 | 4062321384739 | 0.238 | 0.234 | KG | 0.058 | CDM | 42 | 58 | 24 | MM | 73269096
8738651567 | Pipe clamp with rubber 26-28mm (4x) SP | Pipe clamp with rubber 26-28mm (4x) SP | Sauerrohrschelle 26-28mm (4x) SP | Pipe clamp with rubber 26-28mm (4x) SP | 31 | 66.74 | 4062321470609 | 0.298 | 0.294 | KG | 0.113 | CDM | 63 | 72 | 25 | MM | 73269096
8738651568 | Pipe clamp with rubber 32-35mm (4x) SP | Pipe clamp with rubber 32-35mm (4x) SP | Sauerrohrschelle 32-35mm (4x) SP | Pipe clamp with rubber 32-35mm (4x) SP | 25 | 32.89 | 4062321384753 | 0.34 | 0.336 | KG | 0.107 | CDM | 76 | 61 | 23 | MM | 73269096
8738651579 | Hose clamp 20-32mm (2x) SP | Hose clamp 20-32mm (2x) SP | Schlauchschelle 20-32mm (2x) SP | Hose clamp 20-32mm (2x) SP | 13 | 7.69 | 4062321384784 | 0.019 | 0.015 | KG | 0.024 | CDM | 51 | 36 | 13 | MM | 73269098
8738651581 | Hose clamp 32-50mm (2x) SP | Hose clamp 32-50mm (2x) SP | Schlauchschelle 32-50mm (2x) SP | Hose clamp 32-50mm (2x) SP | 31 | 66.74 | 4062321470623 | 0.019 | 0.018 | KG | 0.046 | CDM | 70 | 55 | 12 | MM | 73269098
8738651582 | Hose clamp 40-60mm (4x) SP | Hose clamp 40-60mm (4x) SP | Schlauchschelle 40-60mm (4x) SP | Hose clamp 40-60mm (4x) SP | 27 | 42.05 | 4062321384807 | 0.084 | 0.08 | KG | 0.066 | CDM | 80 | 63 | 13 | MM | 73269098
8738651583 | Hose clamp 90-110mm (2x) SP | Hose clamp 90-110mm (2x) SP | Schlauchschelle 90-110mm (2x) SP | Hose clamp 90-110mm (2x) SP | 32 | 73.62 | 4062321470630 | 0.057 | 0.053 | KG | 0.176 | CDM | 123 | 110 | 13 | MM | 73269098
8738651585 | Hose clamp 140-160mm 2x | Hose clamp 140-160mm 2x | Schlauchschelle 140-160mm 2x SP | Hose clamp 140-160mm 2x | 22 | 24.96 | 4062321540609 | 0.148 | 0.144 | KG | 0.475 | CDM | 180 | 165 | 16 | MM | 85030091
8738651586 | Hose clamp 70-90mm (2x) SP | Hose clamp 70-90mm (2x) SP | Schlauchschelle 70-90mm (2x) SP | Hose clamp 70-90mm (2x) SP | 16 | 12.66 | 4062321384814 | 0.051 | 0.047 | KG | 0.131 | CDM | 107 | 94 | 13 | MM | 73269098
8738651587 | Hose clamp 190-210mm SP | Hose clamp 190-210mm SP | Schlauchschelle 190-210mm SP | Hose clamp 190-210mm SP | 21 | 22.92 | 4062321470647 | 0.024 | 0.02 | KG | 0.34 | CDM | 135 | 120 | 21 | MM | 73269098
8738651609 | Washer ISO 7089 13,0mm galv. (10x) SP | Washer ISO 7089 13,0mm galv. (10x) SP | Scheibe ISO 7089 13,0mm VZ (10x) SP | Washer ISO 7089 13,0mm galv. (10x) SP | 28 | 47.73 | 4062321384869 | 0.058 | 0.055 | KG | 0.018 | CDM | 50 | 70 | 5 | MM | 73182200
8738651611 | Washer ISO 7090 21,0mm galv. (10x) SP | Washer ISO 7090 21,0mm galv. (10x) SP | Scheibe ISO 7090 21,0mm VZ (10x) SP | Washer ISO 7090 21,0mm galv. (10x) SP | 29 | 53.54 | 4062321384876 | 0.165 | 0.156 | KG | 0.14 | CDM | 100 | 70 | 20 | MM | 73182200
8738651617 | Washer ISO 7090 21,0mm V2A (4x) SP | Washer ISO 7090 21,0mm V2A (4x) SP | Scheibe ISO 7090 21,0mm V2A (4x) SP | Washer ISO 7090 21,0mm V2A (4x) SP | 24 | 29.93 | 4062321384890 | 0.017 | 0.013 | KG | 0.004 | CDM | 37 | 37 | 3 | MM | 73182200
8738651619 | Spring washer form B 8,1 galv. (10x) SP | Spring washer form B 8,1 galv. (10x) SP | Federring Form B 8,1 VZ (10x) SP | Spring washer form B 8,1 galv. (10x) SP | 38 | 122.17 | 4062321470685 | 0.024 | 0.02 | KG | 0.001 | CDM | 14 | 14 | 4 | MM | 73182100
8738651630 | Washer DIN 440 11mm galv. (10x) SP | Washer DIN 440 11mm galv. (10x) SP | Scheibe DIN 440 11mm VZ (10x) SP | Washer DIN 440 11mm galv. (10x) SP | 22 | 24.96 | 4062321384906 | 0.174 | 0.17 | KG | 0.003 | CDM | 34 | 34 | 3 | MM | 73182200
8738651650 | Cylinder screw ISO 4762M10x1x30 bl. SP | Cylinder screw ISO 4762M10x1x30 bl. SP | Zylinderschraube ISO 4762 M10x1x30 SP | Cylinder screw ISO 4762M10x1x30 bl. SP | 22 | 24.96 | 4062321470739 | 0.032 | 0.028 | KG | 0.01 | CDM | 40 | 16 | 16 | MM | 73181582
8738651659 | Screw hex. head ISO 4014 M16x70 galv. SP | Screw hex. head ISO 4014 M16x70 galv. SP | Sechskantschraube ISO 4014 M16x70 VZ SP | Screw hex. head ISO 4014 M16x70 galv. SP | 24 | 29.93 | 4062321384944 | 0.133 | 0.126 | KG | 0.072 | CDM | 80 | 30 | 30 | MM | 73181582
8738651660 | Screw hex. head ISO 4014 M16x80 galv. SP | Screw hex. head ISO 4014 M16x80 galv. SP | Sechskantschraube ISO 4014 M16x80 VZ SP | Screw hex. head ISO 4014 M16x80 galv. SP | 32 | 73.62 | 4062321470760 | 0.151 | 0.147 | KG | 0.066 | CDM | 90 | 27 | 27 | MM | 73181582
8738651675 | Screw hex. head ISO 4014 M5x50 galv. SP | Screw hex. head ISO 4014 M5x50 galv. SP | Sechskantschraube ISO 4017 M5x50 VZ SP | Screw hex. head ISO 4014 M5x50 galv. SP | 35 | 95.06 | 4062321470784 | 0.012 | 0.008 | KG | 0.004 | CDM | 53 | 9 | 9 | MM | 73181582
8738651679 | Screw hex. head ISO 4017 M6x20 galv. SP | Screw hex. head ISO 4017 M6x20 galv. SP | Sechskantschraube ISO 4017 M6x20 VZ SP | Screw hex. head ISO 4017 M6x20 galv. SP | 32 | 73.62 | 4062321470807 | 0.01 | 0.006 | KG | 0.003 | CDM | 23 | 12 | 12 | MM | 73181582
8738651690 | Screw hex. head ISO 4017 M8x20 (10x) SP | Screw hex. head ISO 4017 M8x20 (10x) SP | Sechskantschr. ISO 4017 M8x20VZ (10x) SP | Screw hex. head ISO 4017 M8x20 (10x) SP | 26 | 36.29 | 4062321384999 | 0.143 | 0.139 | KG | 0.006 | CDM | 25 | 15 | 15 | MM | 73181582
8738651692 | Screw hex. head ISO 4017 M8x30 (10x) SP | Screw hex. head ISO 4017 M8x30 (10x) SP | Sechskantschr. ISO 4017 M8x30 VZ(10x) SP | Screw hex. head ISO 4017 M8x30 (10x) SP | 30 | 59.86 | 4062321470814 | 0.157 | 0.153 | KG | 0.007 | CDM | 35 | 13 | 15 | MM | 73181582
8738651693 | Screw hex. head ISO 4017 M8x35 (10x) SP | Screw hex. head ISO 4017 M8x35 (10x) SP | Sechskantschr. ISO 4017 M8x35 VZ(10x) SP | Screw hex. head ISO 4017 M8x35 (10x) SP | 30 | 59.86 | 4062321470821 | 0.165 | 0.156 | KG | 0.149 | CDM | 90 | 110 | 15 | MM | 73181582
8738651696 | Screw hex. head ISO 4017 M8x50 (10x) SP | Screw hex. head ISO 4017 M8x50 (10x) SP | Sechskantschr. ISO 4017 M8x50 VZ(10x) SP | Screw hex. head ISO 4017 M8x50 (10x) SP | 33 | 80.64 | 4062321470838 | 0.215 | 0.211 | KG | 0.013 | CDM | 56 | 15 | 15 | MM | 73181582
8738651699 | Screw hex. head ISO 4017 M10x25 (10x) SP | Screw hex. head ISO 4017 M10x25 (10x) SP | Sechskantschr. ISO4017 M10x25 VZ(10x) SP | Screw hex. head ISO 4017 M10x25 (10x) SP | 32 | 73.62 | 4062321470852 | 0.253 | 0.249 | KG | 0.011 | CDM | 31 | 19 | 19 | MM | 73181582
8738651700 | Screw hex. head ISO 4017 M10x28 galv. SP | Screw hex. head ISO 4017 M10x28 galv. SP | Sechskantschraube ISO 4017 M10x28 VZ SP | Screw hex. head ISO 4017 M10x28 galv. SP | 33 | 80.64 | 4062321470869 | 0.029 | 0.025 | KG | 0.014 | CDM | 39 | 19 | 19 | MM | 73181582
8738651702 | Screw hex. head ISO 4017 M10x35 (10x) SP | Screw hex. head ISO 4017 M10x35 (10x) SP | Sechskantschr. ISO4017 M10x35 VZ(10x) SP | Screw hex. head ISO 4017 M10x35 (10x) SP | 26 | 36.29 | 4062321470876 | 0.299 | 0.295 | KG | 0.015 | CDM | 42 | 19 | 19 | MM | 73181582
8738651703 | Screw hex. head ISO 4017 M10x40 (10x) SP | Screw hex. head ISO 4017 M10x40 (10x) SP | Sechskantschr. ISO4017 M10x40 VZ(10x) SP | Screw hex. head ISO 4017 M10x40 (10x) SP | 24 | 29.93 | 4062321470883 | 0.314 | 0.31 | KG | 0.017 | CDM | 47 | 19 | 19 | MM | 73181582
8738651706 | Screw hex. head ISO 4017 M10x60 (10x) SP | Screw hex. head ISO 4017 M10x60 (10x) SP | Sechskantschr. ISO4017 M10x60VZ (10x) SP | Screw hex. head ISO 4017 M10x60 (10x) SP | 28 | 47.73 | 4062321385002 | 0.432 | 0.428 | KG | 0.025 | CDM | 68 | 19 | 19 | MM | 73181582
8738651710 | Screw hex. head ISO 4017 M12x20 galv. SP | Screw hex. head ISO 4017 M12x20 galv. SP | Sechskantschraube ISO 4017 M12x20 VZ SP | Screw hex. head ISO 4017 M12x20 galv. SP | 20 | 20.5 | 4062321385019 | 0.035 | 0.031 | KG | 0.011 | CDM | 28 | 21 | 19 | MM | 73181582
8738651712 | Screw hex. head ISO 4017 M12x30 galv. SP | Screw hex. head ISO 4017 M12x30 galv. SP | Sechskantschraube ISO 4017 M12x30 VZ SP | Screw hex. head ISO 4017 M12x30 galv. SP | 25 | 32.89 | 4062321385026 | 0.06 | 0.04 | KG | 0.015 | CDM | 37 | 20 | 20 | MM | 73181582
8738651713 | Screw hex. head ISO 4017 M12x35 (10x) SP | Screw hex. head ISO 4017 M12x35 (10x) SP | Sechskantschr. ISO4017 M12x35VZ (10x) SP | Screw hex. head ISO 4017 M12x35 (10x) SP | 27 | 42.05 | 4062321385033 | 0.425 | 0.403 | KG | 0.256 | CDM | 80 | 80 | 40 | MM | 73181582
8738651714 | Screw hex. head ISO 4017 M12x40 (10x) SP | Screw hex. head ISO 4017 M12x40 (10x) SP | Sechskantschr. ISO4017 M12x40VZ (10x) SP | Screw hex. head ISO 4017 M12x40 (10x) SP | 25 | 32.89 | 4062321385040 | 0.46 | 0.456 | KG | 0.018 | CDM | 45 | 20 | 20 | MM | 73181582
8738651717 | Screw hex. head ISO 4017 M12x55 galv. SP | Screw hex. head ISO 4017 M12x55 galv. SP | Sechskantschraube ISO 4017 M12x55 VZ SP | Screw hex. head ISO 4017 M12x55 galv. SP | 33 | 80.64 | 4062321470890 | 0.06 | 0.056 | KG | 0.023 | CDM | 63 | 19 | 19 | MM | 73181582
8738651720 | Screw hex. head ISO 4017 M16x30 (4x) SP | Screw hex. head ISO 4017 M16x30 (4x) SP | Sechskantschr. ISO 4017 M16x30VZ (4x) SP | Screw hex. head ISO 4017 M16x30 (4x) SP | 24 | 29.93 | 4062321385057 | 0.304 | 0.3 | KG | 0.027 | CDM | 41 | 24 | 27 | MM | 73181582
8738651726 | Schroef ISO 4017 M16x60VZ (4x) | Vis ISO 4017 M16x60VZ (4x) | Sechskantschr. ISO 4017 M16x60VZ (4x) SP | Screw hex. head ISO 4017 M16x60 (4x) SP | 17 | 14.44 | 4062321385064 | 0.465 | 0.441 | KG | 0.25 | CDM | 100 | 50 | 50 | MM | 73181582
8738651747 | Screw hex. head ISO 4014 M8x35 V2A SP | Screw hex. head ISO 4014 M8x35 V2A SP | Sechskantschraube ISO 4017 M8x35 V2A SP | Screw hex. head ISO 4014 M8x35 V2A SP | 34 | 87.65 | 4062321470913 | 0.02 | 0.016 | KG | 0.009 | CDM | 41 | 15 | 15 | MM | 73181582
8738651758 | Screw hex. head ISO4017 M12x45 V2A(4x)SP | Screw hex. head ISO4017 M12x45 V2A(4x)SP | Sechskantschr. ISO 4017 M12x45V2A (4x)SP | Screw hex. head ISO4017 M12x45 V2A(4x)SP | 25 | 32.89 | 4062321385088 | 0.2 | 0.196 | KG | 0.026 | CDM | 53 | 22 | 22 | MM | 73181582
8738651763 | Screw hex.head ISO 4014 M16x110 galv. SP | Screw hex.head ISO 4014 M16x110 galv. SP | Sechskantschraube ISO 4014 M16x110 VZ SP | Screw hex.head ISO 4014 M16x110 galv. SP | 16 | 12.66 | 4062321385095 | 0.199 | 0.195 | KG | 0.089 | CDM | 122 | 27 | 27 | MM | 73181582
8738651767 | Hexagon nut ISO 4032 M8 galv. (10x) SP | Hexagon nut ISO 4032 M8 galv. (10x) SP | Mutter ISO 4032 M8 VZ (10x) SP | Hexagon nut ISO 4032 M8 galv. (10x) SP | 21 | 22.92 | 4062321385118 | 0.054 | 0.05 | KG | 0.001 | CDM | 6 | 14 | 14 | MM | 73181692
8738651768 | Hexagon nut ISO 4032 M10 galv. (10x) SP | Hexagon nut ISO 4032 M10 galv. (10x) SP | Mutter ISO 4032 M10 VZ (10x) SP | Hexagon nut ISO 4032 M10 galv. (10x) SP | 20 | 20.5 | 4062321385125 | 0.104 | 0.1 | KG | 0.003 | CDM | 8 | 18 | 18 | MM | 73181692
8738651769 | Hexagon nut ISO 4032 M12 galv. (10x) SP | Hexagon nut ISO 4032 M12 galv. (10x) SP | Mutter ISO 4032 M12 VZ (10x) SP | Hexagon nut ISO 4032 M12 galv. (10x) SP | 21 | 22.92 | 4062321385132 | 0.148 | 0.14 | KG | 0.063 | CDM | 100 | 70 | 9 | MM | 73181692
8738651772 | Hexagon nut ISO 4032 M20 galv. (10x) SP | Hexagon nut ISO 4032 M20 galv. (10x) SP | Mutter ISO 4032 M20 VZ (10x) SP | Hexagon nut ISO 4032 M20 galv. (10x) SP | 16 | 12.66 | 4062321385149 | 0.546 | 0.54 | KG | 0.009 | CDM | 29 | 29 | 11 | MM | 73181699
8738651773 | Hexagon nut ISO 10511 M16 galv. (10x) SP | Hexagon nut ISO 10511 M16 galv. (10x) SP | Mutter ISO 10511 M16 VZ (10x) SP | Hexagon nut ISO 10511 M16 galv. (10x) SP | 25 | 32.89 | 4062321470920 | 0.321 | 0.315 | KG | 0.013 | CDM | 18 | 27 | 27 | MM | 73181699
8738651776 | Hexagon nut ISO 4032 M8 V2A (10x) SP | Hexagon nut ISO 4032 M8 V2A (10x) SP | Mutter ISO 4032 M8 V2A (10x) SP | Hexagon nut ISO 4032 M8 V2A (10x) SP | 32 | 73.62 | 4062321470937 | 0.054 | 0.05 | KG | 0.001 | CDM | 6 | 15 | 15 | MM | 73181699
8738651778 | Hexagon nut ISO 4032 M12 V2A (10x) SP | Hexagon nut ISO 4032 M12 V2A (10x) SP | Mutter ISO 4032 M12 V2A (10x) SP | Hexagon nut ISO 4032 M12 V2A (10x) SP | 29 | 53.54 | 4062321385163 | 0.148 | 0.144 | KG | 0.005 | CDM | 10 | 22 | 22 | MM | 73181692
8738651779 | Hexagon nut ISO 4032 M16 V2A (10x) SP | Hexagon nut ISO 4032 M16 V2A (10x) SP | Mutter ISO 4032 M16 V2A (10x) SP | Hexagon nut ISO 4032 M16 V2A (10x) SP | 31 | 66.74 | 4062321470944 | 0.349 | 0.345 | KG | 0.007 | CDM | 24 | 24 | 13 | MM | 73181699
8738651782 | Hexagon nut ISO4032 M16 5-2 glv.(10x) SP | Hexagon nut ISO4032 M16 5-2 glv.(10x) SP | Mutter ISO 4032 M16 5-2 VZ (10x) SP | Hexagon nut ISO4032 M16 5-2 glv.(10x) SP | 25 | 32.89 | 4062321470951 | 0.359 | 0.355 | KG | 0.007 | CDM | 24 | 21 | 14 | MM | 73181699
8738651786 | Threaded rod DIN 976-1-A M6 galv. SP | Threaded rod DIN 976-1-A M6 galv. SP | Gewindestange DIN 976-1-A M6 VZ SP | Threaded rod DIN 976-1-A M6 galv. SP | 29 | 53.54 | 4062321385170 | 0.177 | 0.171 | KG | 0.036 | CDM | 1000 | 6 | 6 | MM | 73181535
8738651788 | Threaded rod DIN 976-1-A M10 galv. SP | Threaded rod DIN 976-1-A M10 galv. SP | Gewindestange DIN 976-1-A M10 VZ SP | Threaded rod DIN 976-1-A M10 galv. SP | 31 | 66.74 | 4062321470968 | 0.55 | 0.544 | KG | 0.1 | CDM | 1000 | 10 | 10 | MM | 73181535
8738651815 | Screw DIN 2510 L M16x90 SP | Screw DIN 2510 L M16x90 SP | Schraube DIN 2510 L M16x90 SP | Screw DIN 2510 L M16x90 SP | 22 | 24.96 | 4062321471002 | 0.161 | 0.157 | KG | 0.024 | CDM | 95 | 16 | 16 | MM | 73181548
8738651877 | Z-Line filter G4 1080x780x48mm SP | Z-Line filter G4 1080x780x48mm SP | Z-Line-Filter G4 1080x780x48mm SP | Z-Line filter G4 1080x780x48mm SP | 42 | 182.04 | 4062321471132 | 3.5 | 2 | KG | 40.435 | CDM | 1080 | 780 | 48 | MM | 84219910
8738651882 | Z-Line filter G4 790x690x48mm SP | Z-Line filter G4 790x690x48mm SP | Z-Line Filter G4 790x690x48mm SP | Z-Line filter G4 790x690x48mm SP | 36 | 102.88 | 4062321471156 | 2.12 | 0.8 | KG | 26.165 | CDM | 790 | 690 | 48 | MM | 84219910
8738651891 | Shrink tube 12,7-6,4 blue SP | Shrink tube 12,7-6,4 blue SP | Schrumpfschlauch 12,7-6,4 blau SP | Shrink tube 12,7-6,4 blue SP | 21 | 22.92 | 4062321540814 | 0.03 | 0.02 | KG | 0.046 | CDM | 1000 | 23 | 2 | MM | 85030091
8738651897 | Cylinder head GE 28.. S SP | Cylinder head GE 28.. S SP | Zylinderkopf GE 28.. S "AT" SP | Cylinder head GE 28.. S SP | 78 | 1874.26 | 4062321385262 | 13.48 | 13.14 | KG | 5.008 | CDM | 220 | 157 | 145 | MM | 84099900
8738651910 | Spark plug TCG2016 SP | Spark plug TCG2016 SP | Vorkammer-Zündkerze TCG2016 SP | Spark plug TCG2016 SP | 60 | 775.33 | 4062321385286 | 0.436 | 0.432 | KG | 0.625 | CDM | 250 | 50 | 50 | MM | 85111000
8738651913 | Cylinder head TCG2016V16 SP | Cylinder head TCG2016V16 SP | Zylinderkopf TCG2016V16 AT SP | Cylinder head TCG2016V16 SP | 85 | 2561.95 | 4062321471224 | 19.734 | 19.55 | KG | 16.065 | CDM | 300 | 255 | 210 | MM | 84099900
8738651963 | Safety shut-off val.1 1/4" 6bar 851H4 SP | Safety shut-off val.1 1/4" 6bar 851H4 SP | Sicherheitsventil 1 1/4" 6bar 851H4 SP | Safety shut-off val.1 1/4" 6bar 851H4 SP | 60 | 775.33 | 4062321540852 | 4.13 | 4.01 | KG | 9.136 | CDM | 301 | 201 | 151 | MM | 84818099
8738651970 | Spare element f. CM-2800-SCE-60 SP | Spare element f. CM-2800-SCE-60 SP | Ersatzele. f. Centamax CM-2800-SCE-60 SP | Spare element f. CM-2800-SCE-60 SP | 71 | 1348.39 | 4062321385361 | 10.213 | 8.681 | KG | 32.78 | CDM | 410 | 410 | 195 | MM | 84839089
8738651972 | Spare element f. CM-4000-SCE-60 SP | Spare element f. CM-4000-SCE-60 SP | Ersatzele. f. Centamax CM-4000-SCE-60 SP | Spare element f. CM-4000-SCE-60 SP | 75 | 1604.6 | 4062321385378 | 10.522 | 8.943 | KG | 12.3 | CDM | 435 | 435 | 65 | MM | 84839089
8738651973 | Pressure regulator DN20 GIK20 SP | Pressure regulator DN20 GIK20 SP | Gleichdruckregler DN20 GIK20 SP | Pressure regulator DN20 GIK20 SP | 53 | 453.07 | 4062321471354 | 1.328 | 1.238 | KG | 4.5 | CDM | 200 | 150 | 150 | MM | 84818099
8738652024 | Auxiliary power unit DGS 4kW SP | Auxiliary power unit DGS 4kW SP | Netzstartgerät DGS 4kW SP | Auxiliary power unit DGS 4kW SP | 77 | 1766.39 | 4062321471460 | 35.342 | 34.4 | KG | 65.575 | CDM | 430 | 610 | 250 | MM | 85044083
8738652025 | Rectifier auxiliary pow. unit DGS 4kW SP | Rectifier auxiliary pow. unit DGS 4kW SP | Gleichrichter Netzstartgerät DGS 4kW SP | Rectifier auxiliary pow. unit DGS 4kW SP | 55 | 538.01 | 4062321385453 | 2.204 | 1.873 | KG | 22.002 | CDM | 405 | 265 | 205 | MM | 85044083
8738652026 | Rectifier auxiliary pow.Unit DGS6,5kW SP | Rectifier auxiliary pow.Unit DGS6,5kW SP | Gleichrichter Netzstartgerät DGS6,5kW SP | Rectifier auxiliary pow.Unit DGS6,5kW SP | 57 | 632.4 | 4062321471477 | 3.504 | 2.944 | KG | 27.2 | CDM | 400 | 400 | 170 | MM | 85044083
8738652044 | Anti-knock control DetCon2 1 sensor SP | Anti-knock control DetCon2 1 sensor SP | Antiklopfregelung DetCon2 1 Sensor SP | Anti-knock control DetCon2 1 sensor SP | 89 | 2979.97 | 4062321471514 | 2.178 | 1.977 | KG | 10.4 | CDM | 320 | 250 | 130 | MM | 85113000
8738652049 | Ignition control MIC520 SP | Ignition control MIC520 SP | Zündsteuergerät MIC520 SP | Ignition control MIC520 SP | - | - | 4062321471521 | 2.562 | 2.442 | KG | 9.136 | CDM | 301 | 201 | 151 | MM | 85113000 | Phased out
8738652055 | Axial comp. loose fl. DN125 PN6 ss SP | Axial comp. loose fl. DN125 PN6 ss SP | Axial-Komp. Losflansch DN125 PN6 VA SP | Axial comp. loose fl. DN125 PN6 ss SP | 60 | 775.33 | 4062321471538 | 12.57 | 11.95 | KG | 36.75 | CDM | 350 | 350 | 300 | MM | 83071000
8738652056 | Axial comp. loose fl. DN100 PN6 ss SP | Axial comp. loose fl. DN100 PN6 ss SP | Axial-Komp. Losflansch DN100 PN6 VA SP | Axial comp. loose fl. DN100 PN6 ss SP | 56 | 585.2 | 4062321385521 | 10.14 | 9.8 | KG | 10.648 | CDM | 220 | 220 | 220 | MM | 83071000
8738652062 | Gas hose DN50 2" 850mm MU22 SP | Gas hose DN50 2" 850mm MU22 SP | Gasschlauch DN50 2" 850mm MU22 SP | Gas hose DN50 2" 850mm MU22 SP | - | - | 4062321471569 | 1.835 | 1.829 | KG | 90 | CDM | 1000 | 300 | 300 | MM | 83071000 | Phased out | 8738660511
8738652081 | Exhaust gas insulation EN20 part 5 SP | Exhaust gas insulation EN20 part 5 SP | Abgasisolierung EN20 Teil 5 SP | Exhaust gas insulation EN20 part 5 SP | - | - | 4062321471620 | 0.185 | 0.095 | KG | 4.5 | CDM | 200 | 150 | 150 | MM | 70196200 | Phased out
8738652088 | Exhaust gas insulation EN50 part 2 SP | Exhaust gas insulation EN50 part 2 SP | Abgasisolierung EN50 Teil 2 SP | Exhaust gas insulation EN50 part 2 SP | - | - | 4062321471644 | 1.76 | 1 | KG | 63.65 | CDM | 500 | 380 | 335 | MM | 70196200 | Phased out
8738652104 | Ignition control VW version 2 SP | Ignition control VW version 2 SP | Zündsteuergerät VW Version 2 SP | Ignition control VW version 2 SP | 66 | 1078.7 | 4062321471682 | 0.897 | 0.776 | KG | 4.75 | CDM | 200 | 125 | 190 | MM | 85113000
8738652130 | Centaflex D clutch 220-60-11-147-70 SP | Centaflex D clutch 220-60-11-147-70 SP | Centaflex D Kupplung 220-60-11-147-70 SP | Centaflex D clutch 220-60-11-147-70 SP | 62 | 876.45 | 4062321471781 | 20.36 | 19.8 | KG | 27.2 | CDM | 400 | 400 | 170 | MM | 85030091
8738652132 | Centaflex D clutch 198-60-11-107-70 SP | Centaflex D clutch 198-60-11-107-70 SP | Centaflex D Kupplung 198-60-11-107-70 SP | Centaflex D clutch 198-60-11-107-70 SP | 58 | 680.95 | 4062321471798 | 16.96 | 16.4 | KG | 27.2 | CDM | 400 | 400 | 170 | MM | 85030091
8738652149 | Service cable NA-protection SP | Service cable NA-protection SP | Servicekabel NA-Schutz SP | Service cable NA-protection SP | 46 | 266.98 | 4062321471842 | 0.156 | 0.15 | KG | 0.065 | CDM | 1800 | 6 | 6 | MM | 85444210
8738652150 | LastscheiderN2-4-160 160A4pole SP | Interrupteur-sectionneurN2-4-160 160A4pô | Lasttrennschalter N2-4-160 160A 4pol. SP | Switch disconnectorN2-4-160 160A4pole SP | 59 | 728.13 | 4062321385712 | 2.6 | 2.442 | KG | 3.678 | CDM | 142 | 140 | 185 | MM | 85362090
8738652151 | Switch disconnectorN2-4-250 250A4pole SP | Switch disconnectorN2-4-250 250A4pole SP | Lasttrennschalter N2-4-250 250A 4pol. SP | Switch disconnectorN2-4-250 250A4pole SP | 69 | 1240.52 | 4062321412043 | 2.6 | 2.442 | KG | 3.678 | CDM | 142 | 140 | 185 | MM | 85362090
8738652152 | Switch disconnectorN3-4-630 630A4pole SP | Switch disconnectorN3-4-630 630A4pole SP | Lasttrennschalter N3-4-630 630A 4pol. SP | Switch disconnectorN3-4-630 630A4pole SP | 83 | 2359.7 | 4062321541019 | 6.44 | 6.26 | KG | 16.065 | CDM | 300 | 255 | 210 | MM | 85362090
8738652153 | Circuit breaker NZMN2-A125 3-pole SP | Circuit breaker NZMN2-A125 3-pole SP | Leistungsschalter NZMN2-A125 3-pol. SP | Circuit breaker NZMN2-A125 3-pole SP | 67 | 1125.92 | 4062321471859 | 2.45 | 2.33 | KG | 9.136 | CDM | 301 | 201 | 151 | MM | 85362090
8738652156 | Exhaust gas insulation EN50 SP | Exhaust gas insulation EN50 SP | Abgasisolierung EN50 SP | Exhaust gas insulation EN50 SP | - | - | 4062321385729 | 14.438 | 12.272 | KG | 106.662 | CDM | 605 | 410 | 430 | MM | 70196200 | Phased out
8738652159 | Exhaust gas insulation EN50 part 4 SP | Exhaust gas insulation EN50 part 4 SP | Abgasisolierung EN50 Teil 4 SP | Exhaust gas insulation EN50 part 4 SP | - | - | 4062321471873 | 1.561 | 0.8 | KG | 63.65 | CDM | 500 | 380 | 335 | MM | 70196200 | Phased out
8738652160 | Exhaust gas insulation EN50 part 5 SP | Exhaust gas insulation EN50 part 5 SP | Abgasisolierung EN50 Teil 5 SP | Exhaust gas insulation EN50 part 5 SP | - | - | 4062321471880 | 1.461 | 0.7 | KG | 63.65 | CDM | 500 | 380 | 335 | MM | 70196200 | Phased out
8738652178 | Ignition control MIC500 8-cyl. SP | Ignition control MIC500 8-cyl. SP | Zündsteuergerät MIC500 8-Zyl. SP | Ignition control MIC500 8-cyl. SP | - | - | 4062321471903 | 2.12 | 2 | KG | 9.136 | CDM | 301 | 201 | 151 | MM | 85113000 | Phased out
8738652180 | Flow limiter SI 4-20mA SP | Flow limiter SI 4-20mA SP | Strömungswächter SI 4-20mA SP | Flow limiter SI 4-20mA SP | 63 | 930.4 | 4062321471910 | 0.327 | 0.321 | KG | 0.452 | CDM | 80 | 50 | 113 | MM | 90261021
8738652202 | Exhaust gas insulation EN70 V3 SP | Exhaust gas insulation EN70 V3 SP | Abgasisolierung EN70 V3 SP | Exhaust gas insulation EN70 V3 SP | - | - | 4062321385804 | 14.959 | 12.715 | KG | 103.32 | CDM | 600 | 410 | 420 | MM | 70196200 | Phased out
8738652211 | Starter MAN 0834/0836 SP | Starter MAN 0834/0836 SP | Anlasser MAN 0834/0836 SP | Starter MAN 0834/0836 SP | 64 | 977.58 | 4062321385828 | 8.831 | 7.506 | KG | 14.621 | CDM | 390 | 163 | 230 | MM | 85114000
8738652222 | Exhaust silencer AGK 1440/40 SP | Exhaust silencer AGK 1440/40 SP | Abgasschalldämpfer AGK 1440/40 SP | Exhaust silencer AGK 1440/40 SP | 79 | 1955.19 | 4062321412067 | 8.8 | 8 | KG | 68.534 | CDM | 1416 | 220 | 220 | MM | 84039090
8738652233 | Pump TP 65-120/2 400V A-F-A-BUBE SP | Pump TP 65-120/2 400V A-F-A-BUBE SP | Pumpe TP 65-120/2 400V A-F-A-BUBE SP | Pump TP 65-120/2 400V A-F-A-BUBE SP | - | - | 4062321471965 | 41 | 34 | KG | 37.804 | CDM | 532 | 209 | 340 | MM | 84137030 | Phased out | 8738660729
8738652239 | Filter dryer ADKS-Plus SP | Filter dryer ADKS-Plus SP | Filtertrockner ADKS-Plus SP | Filter dryer ADKS-Plus SP | 51 | 384.3 | 4062321471996 | 5.771 | 5.01 | KG | 63.65 | CDM | 500 | 380 | 335 | MM | 84219910
8738652240 | Cartridge S-48 for filter dryer SP | Cartridge S-48 for filter dryer SP | Blockeinsatz S-48 für Filtertrockner SP | Cartridge S-48 for filter dryer SP | 36 | 102.88 | 4062321385880 | 0.867 | 0.736 | KG | 2.151 | CDM | 170 | 110 | 115 | MM | 84189990
8738652243 | Mains decoupl. relay BISI VDE4105 4.0 SP | Mains decoupl. relay BISI VDE4105 4.0 SP | NA-Schutz BISI VDE4105 4.0 SP | Mains decoupl. relay BISI VDE4105 4.0 SP | 58 | 680.95 | 4062321385910 | 0.513 | 0.436 | KG | 2.075 | CDM | 190 | 120 | 91 | MM | 85364900
8738652251 | Tuboflex-corrugated pipe DN25x465 1" SP | Tuboflex-corrugated pipe DN25x465 1" SP | Tuboflex-Wellrohr BU DN25x465 IG 1" SP | Tuboflex-corrugated pipe DN25x465 1" SP | 48 | 314.16 | 4062321472030 | 0.89 | 0.8 | KG | 4.5 | CDM | 200 | 150 | 150 | MM | 83071000
8738652252 | Tuboflex-corrugated hose DN25 l=830 SP | Tuboflex-corrugated hose DN25 l=830 SP | Tuboflex-Wellschlauch DN25 L=830mm SP | Tuboflex-corrugated hose DN25 l=830 SP | 53 | 453.07 | 4062321472047 | 3.5 | 2 | KG | 90 | CDM | 1000 | 300 | 300 | MM | 83071000
8738652265 | Ignition coil TCG2016 V8/16 SP | Ignition coil TCG2016 V8/16 SP | Zündspule TCG2016 V8/16 SP | Ignition coil TCG2016 V8/16 SP | 62 | 876.45 | 4062321472085 | 0.869 | 0.82 | KG | 1.354 | CDM | 150 | 95 | 95 | MM | 85113000
8738652278 | Gasket 30x25x3mm AFM34 SP | Gasket 30x25x3mm AFM34 SP | Dichtung 30x25x3mm AFM34 SP | Gasket 30x25x3mm AFM34 SP | 14 | 9.38 | 4062321385958 | 0.014 | 0.01 | KG | 0.003 | CDM | 30 | 30 | 3 | MM | 59119099
8738652285 | Output term. KL4002 2-channel anlg. SP | Output term. KL4002 2-channel anlg. SP | Ausgangsklemme KL4002 2-Kanal analog SP | Output term. KL4002 2-channel anlg. SP | 49 | 335.74 | 4062321472160 | 0.079 | 0.075 | KG | 0.082 | CDM | 68 | 12 | 100 | MM | 85369010
8738652318 | Axial compensator DN40 PN6 120mm ss SP | Axial compensator DN40 PN6 120mm ss SP | Axial-Kompensator DN40 PN6 120mm VA SP | Axial compensator DN40 PN6 120mm ss SP | 50 | 357.33 | 4062321386061 | 4.1 | 4 | KG | 2.7 | CDM | 120 | 150 | 150 | MM | 83071000
8738652334 | Screw ISO 4014 M12x65 galv. COI3.2 SP | Screw ISO 4014 M12x65 galv. COI3.2 SP | Schraube ISO 4014 M12x65 VZ APZ3.2 SP | Screw ISO 4014 M12x65 galv. COI3.2 SP | 22 | 24.96 | 4062321472252 | 0.074 | 0.07 | KG | 0.023 | CDM | 65 | 18 | 20 | MM | 73181582
8738652346 | Threaded piece DIN976-1 M10X100 galv. SP | Threaded piece DIN976-1 M10X100 galv. SP | Gewindestück DIN 976-1 M10X100 VZ SP | Threaded piece DIN976-1 M10X100 galv. SP | 30 | 59.86 | 4062321472320 | 0.049 | 0.045 | KG | 0.01 | CDM | 100 | 10 | 10 | MM | 73181542
8738652357 | Condensate drain KA2 G1/2xG1/2" A SP | Condensate drain KA2 G1/2xG1/2" A SP | Kondensatableiter KA2 G1/2xG1/2" A SP | Condensate drain KA2 G1/2xG1/2" A SP | 61 | 815.79 | 4062321386139 | 1.19 | 1.1 | KG | 1.96 | CDM | 140 | 140 | 100 | MM | 84818059
8738652370 | Emergency stop sign de,en,fr,it SP | Emergency stop sign de,en,fr,it SP | Not-Halt-Schild viersprachig D,GB,F,I SP | Emergency stop sign de,en,fr,it SP | 23 | 27.22 | 4062321386191 | 0.005 | 0.001 | KG | 0.008 | CDM | 90 | 90 | 1 | MM | 83100000
8738652386 | Service set bearing f.Gen-AS 20kW IE2 SP | Service set bearing f.Gen-AS 20kW IE2 SP | Service-Set Lager für Gen-AS 20kW IE2 SP | Service set bearing f.Gen-AS 20kW IE2 SP | 67 | 1125.92 | 4062321386238 | 3.9 | 3.4 | KG | 0.242 | CDM | 60 | 130 | 31 | MM | 84821090
8738652410 | Butterfly val.DN150PN10 NBR vucanized SP | Butterfly val.DN150PN10 NBR vucanized SP | ASK DN150 PN10 NBR einvulkanisiert SP | Butterfly val.DN150PN10 NBR vucanized SP | 63 | 930.4 | 4062321472368 | 15.942 | 15 | KG | 65.575 | CDM | 430 | 610 | 250 | MM | 84818085
8738652416 | Exhaust silencer L25 NW80-SP3 V1 SP | Exhaust silencer L25 NW80-SP3 V1 SP | Abgasschalldämpfer L25 NW80-SP3 V1 SP | Exhaust silencer L25 NW80-SP3 V1 SP | 83 | 2359.7 | 4062321386306 | 25.981 | 22.083 | KG | 144.9 | CDM | 1200 | 350 | 345 | MM | 84039090
8738652417 | Exhaust silencer L25 NW100-SP3 V1 SP | Exhaust silencer L25 NW100-SP3 V1 SP | Abgasschalldämpfer L25 NW100-SP3 V1 SP | Exhaust silencer L25 NW100-SP3 V1 SP | 93 | 3505.83 | 4062321472375 | 63 | 48 | KG | 243.504 | CDM | 1500 | 456 | 356 | MM | 84039090
8738652418 | Butterfly valve 50mm SP | Butterfly valve 50mm SP | Drosselklappe 50mm SP | Butterfly valve 50mm SP | 78 | 1874.26 | 4062321541064 | 1.4 | 0.98 | KG | 0.84 | CDM | 160 | 70 | 75 | MM | 84818099
8738652419 | Gas mixer 40mm xMix SP | Gas mixer 40mm xMix SP | Gasmischer 40mm xMix SP | Gas mixer 40mm xMix SP | 83 | 2359.7 | 4062321472382 | 0.9 | 0.4 | KG | 0.368 | CDM | 75 | 70 | 70 | MM | 84818059 | Wijziging prijsgroep vanaf 29/07/26
8738652420 | Actuator mixture 22mm SP | Actuator mixture 22mm SP | Gemischsteller 22mm SP | Actuator mixture 22mm SP | 70 | 1287.73 | 4062321386313 | 0.925 | 0.786 | KG | 5.084 | CDM | 205 | 155 | 160 | MM | 84818059
8738652421 | Asm.Throttle actuator mixture gas mix SP | Asm.Throttle actuator mixture gas mix SP | BG Drosselklap.Gemischstel. Gasmisch. SP | Asm.Throttle actuator mixture gas mix SP | 90 | 3074.35 | 4062321472399 | 2.34 | 2.22 | KG | 9.136 | CDM | 301 | 201 | 151 | MM | 84818059
8738652423 | Wiring harness ECU 4-cyl. SP | Wiring harness ECU 4-cyl. SP | Kabelbaum ECU 4-Zyl. SP | Wiring harness ECU 4-cyl. SP | 65 | 1024.8 | 4062321472412 | 3.62 | 3 | KG | 36.75 | CDM | 350 | 350 | 300 | MM | 85444290
8738652436 | Threaded piece M8x55mm DIN976 galv. SP | Threaded piece M8x55mm DIN976 galv. SP | Gewindestück M8x55mm DIN976 VZ SP | Threaded piece M8x55mm DIN976 galv. SP | 12 | 6.06 | 4062321386399 | 0.024 | 0.02 | KG | 0.004 | CDM | 55 | 8 | 8 | MM | 73181542
8738652449 | Lead battery AGM 12V 65Ah SP | Lead battery AGM 12V 65Ah SP | Bleibatterie AGM 12V 65Ah SP | Lead battery AGM 12V 65Ah SP | - | - | 4062321386412 | 21 | 17.85 | KG | 17.1 | CDM | 375 | 190 | 240 | MM | 85071020 | Phased out
8738652473 | Gen-AS 1LE1503 SP | Gen-AS 1LE1503 SP | Gen-AS 1LE1503 SP | Gen-AS 1LE1503 SP | 105 | 6323.98 | 4062321472498 | 294 | 274 | KG | 522.24 | CDM | 1200 | 800 | 544 | MM | 85015230
8738652478 | Extensions card eWON Flexy WAN SP | Extensions card eWON Flexy WAN SP | Erweiterungskarte eWON Flexy WAN SP | Extensions card eWON Flexy WAN SP | - | - | 4062321386481 | 0.4 | 0.3 | KG | 0.112 | CDM | 70 | 80 | 20 | MM | 85177900 | Phased out
8738652479 | Remote control router eWON Flexy202 SP | Remote control router eWON Flexy202 SP | Fernwartungsrouter eWON Flexy202 SP | Remote control router eWON Flexy202 SP | - | - | 4062321386498 | 0.326 | 0.309 | KG | 1.811 | CDM | 150 | 105 | 115 | MM | 85176990 | Phased out
8738652494 | Gasket 90x141x2mm C4400 (2x) SP | Gasket 90x141x2mm C4400 (2x) SP | Dichtung 90x141x2mm C4400 (2x) SP | Gasket 90x141x2mm C4400 (2x) SP | 30 | 59.86 | 4062321472566 | 0.064 | 0.058 | KG | 0.04 | CDM | 141 | 141 | 2 | MM | 59119099
8738652512 | Exhaust silencer AGK 900/65 SP | Exhaust silencer AGK 900/65 SP | Abgasschalldämpfer AGK 900/65 SP | Exhaust silencer AGK 900/65 SP | 70 | 1287.73 | 4062321386573 | 20.688 | 17.584 | KG | 142.56 | CDM | 1200 | 360 | 330 | MM | 84039090
8738652513 | Pump TP 80-210/2 400V A-F-A-BQQE SP | Pump TP 80-210/2 400V A-F-A-BQQE SP | Pumpe TP 80-210/2 400V A-F-A-BQQE SP | Pump TP 80-210/2 400V A-F-A-BQQE SP | 87 | 2777.7 | 4062321541095 | 94 | 87 | KG | 516 | CDM | 800 | 600 | 1075 | MM | 84137059
8738652526 | Ignition control MIC4 SP | Ignition control MIC4 SP | Zündsteuergerät MIC4 SP | Ignition control MIC4 SP | 86 | 2669.83 | 4062321386658 | 5.961 | 5.2 | KG | 35.774 | CDM | 429 | 310 | 269 | MM | 85113000
8738652531 | Exhaust manifold MAN E2842 right SP | Exhaust manifold MAN E2842 right SP | Abgaskrümmer MAN E2842 rechts SP | Exhaust manifold MAN E2842 right SP | 87 | 2777.7 | 4062321386665 | 6.517 | 6.427 | KG | 8.385 | CDM | 361 | 158 | 147 | MM | 84812010
8738652532 | Charge air elbow E2842 LE322/332 SP | Charge air elbow E2842 LE322/332 SP | Ladeluftkrümmer E2842 LE322/332 SP | Charge air elbow E2842 LE322/332 SP | 70 | 1287.73 | 4062321472658 | 1.131 | 0.189 | KG | 65.575 | CDM | 430 | 610 | 250 | MM | 84812010
8738652539 | Circuit breaker 2,8-4A 3RV2011-1EA25 SP | Circuit breaker 2,8-4A 3RV2011-1EA25 SP | L-Schalter 2,8-4A 3RV2011-1EA25 SP | Circuit breaker 2,8-4A 3RV2011-1EA25 SP | 40 | 145.62 | 4062321386696 | 0.482 | 0.382 | KG | 0.463 | CDM | 45 | 106 | 97 | MM | 85362010
8738652544 | Wiring harness 1 M50 SP | Wiring harness 1 M50 SP | Kabelbaum 1 M50 SP | Wiring harness 1 M50 SP | 52 | 416.66 | 4062321472696 | 2.32 | 1.7 | KG | 36.75 | CDM | 350 | 350 | 300 | MM | 85444290
8738652545 | Pump TP 65-250/2 400V A-F-A-BQQE SP | Pump TP 65-250/2 400V A-F-A-BQQE SP | Pumpe TP 65-250/2 400V A-F-A-BQQE SP | Pump TP 65-250/2 400V A-F-A-BQQE SP | 84 | 2467.56 | 4062321472702 | 91 | 84 | KG | 61.655 | CDM | 360 | 256 | 669 | MM | 84137030
8738652550 | Mains monitoring relay MFR 300-75M SP | Mains monitoring relay MFR 300-75M SP | Netzüberwachungsrelais MFR 300-75M SP | Mains monitoring relay MFR 300-75M SP | 87 | 2777.7 | 4062321472719 | 0.72 | 0.6 | KG | 9.136 | CDM | 301 | 201 | 151 | MM | 90303320
8738652556 | Cable spider MAN E2842E MIC500 SP | Cable spider MAN E2842E MIC500 SP | Kabelspinne MAN E2842E MIC500 SP | Cable spider MAN E2842E MIC500 SP | 52 | 416.66 | 4062321472764 | 0.784 | 0.6 | KG | 3 | CDM | 279 | 224 | 48 | MM | 85444995
8738652559 | Rubber expansion joint DN80 100/0 SP | Rubber expansion joint DN80 100/0 SP | Gummi-Kompensator DN80 100/0 SP | Rubber expansion joint DN80 100/0 SP | 53 | 453.07 | 4062321386726 | 6.611 | 5.364 | KG | 16.722 | CDM | 255 | 305 | 215 | MM | 40169997
8738652562 | Pump TP 40-190/2 400V A-F-A-BQQE SP | Pump TP 40-190/2 400V A-F-A-BQQE SP | Pumpe TP 40-190/2 400V A-F-A-BQQE SP | Pump TP 40-190/2 400V A-F-A-BQQE SP | 70 | 1287.73 | 4062321386740 | 29.3 | 24.905 | KG | 74.646 | CDM | 390 | 290 | 660 | MM | 84137030
8738652575 | Holder ignition coil MAN E2842 LE322 SP | Holder ignition coil MAN E2842 LE322 SP | Zündspulenhalt. MAN E2842 LE322 7-12B SP | Holder ignition coil MAN E2842 LE322 SP | 66 | 1078.7 | 4062321472795 | 10.5 | 9 | KG | 21.735 | CDM | 900 | 161 | 150 | MM | 85119000
8738652576 | Holder ignition coil MAN E2842 LE322 SP | Holder ignition coil MAN E2842 LE322 SP | Zündspulenhalter MAN E2842 LE322 1-6A SP | Holder ignition coil MAN E2842 LE322 SP | 66 | 1078.7 | 4062321472801 | 10.5 | 9 | KG | 21.735 | CDM | 900 | 161 | 150 | MM | 85119000
8738652581 | Insulating mat MAN E2842 LE322 right SP | Insulating mat MAN E2842 LE322 right SP | Isoliermatte MAN E2842 LE322 rechts SP | Insulating mat MAN E2842 LE322 right SP | 79 | 1955.19 | 4062321472825 | 0.905 | 0.899 | KG | 26.474 | CDM | 620 | 610 | 70 | MM | 70196200
8738652582 | Insulating mat MAN E2842 LE322 left SP | Insulating mat MAN E2842 LE322 left SP | Isoliermatte MAN E2842 LE322 links SP | Insulating mat MAN E2842 LE322 left SP | 80 | 2049.57 | 4062321472832 | 0.795 | 0.781 | KG | 20.58 | CDM | 700 | 420 | 70 | MM | 70196200
8738652596 | Actuator mixture 25mm SP | Actuator mixture 25mm SP | Gemischsteller 25mm SP | Actuator mixture 25mm SP | 81 | 2143.96 | 4062321386801 | 1.168 | 0.992 | KG | 5.084 | CDM | 205 | 155 | 160 | MM | 84818059
8738652602 | Wiring harness ECU 6-cyl. MAN 2876 SP | Wiring harness ECU 6-cyl. MAN 2876 SP | Kabelbaum ECU 6-Zyl. MAN 2876 SP | Wiring harness ECU 6-cyl. MAN 2876 SP | 68 | 1193.35 | 4062321412135 | 7.31 | 6 | KG | 24.6 | CDM | 600 | 410 | 100 | MM | 85444290
8738652603 | Gas/air mixer MAN 2876 "suction" SP | Gas/air mixer MAN 2876 "suction" SP | Gas/Luftmischer MAN 2876 Sauger SP | Gas/air mixer MAN 2876 "suction" SP | 73 | 1469.76 | 4062321472894 | 6.731 | 5.97 | KG | 63.65 | CDM | 500 | 380 | 335 | MM | 84818059
8738652630 | Seal kit pump TP cpl. D16 BQQE SP | Seal kit pump TP cpl. D16 BQQE SP | Dichtungssatz Pumpe TP kpl. D16 BQQE SP | Seal kit pump TP cpl. D16 BQQE SP | 53 | 453.07 | 4062321472955 | 0.22 | 0.2 | KG | 0.45 | CDM | 150 | 150 | 20 | MM | 84139100
8738652645 | Duct silencer SB 250 C SP | Duct silencer SB 250 C SP | Rohrventilator SB 250 C SP | Duct silencer SB 250 C SP | 71 | 1348.39 | 4062321473006 | 15.052 | 14.11 | KG | 65.575 | CDM | 430 | 610 | 250 | MM | 84145995
8738652652 | Starter MAN E28 Mitsubishi SP | Starter MAN E28 Mitsubishi SP | Anlasser MAN E28 Mitschubische SP | Starter MAN E28 Mitschubische SP | 77 | 1766.39 | 4062321386948 | 13.226 | 12.846 | KG | 14.484 | CDM | 355 | 240 | 170 | MM | 85114000
8738652665 | Catalyst 3-way EST 19kW SP | Catalyst 3-way EST 19kW SP | 3-Wege-Kat EST 19kW SP | Catalyst 3-way EST 19kW SP | 88 | 2899.06 | 4062321387020 | 6.296 | 5.63 | KG | 8.048 | CDM | 455 | 133 | 133 | MM | 84213200
8738652668 | IGBT-Inverter SP | IGBT-Inverter SP | IGBT-Frequenzumrichter SP | IGBT-Inverter SP | 110 | 8292.64 | 4062321473037 | 5.634 | 5.45 | KG | 16.065 | CDM | 300 | 255 | 210 | MM | 85444995
8738652672 | BMCC, TE300 MT REV 136 SP | BMCC, TE300 MT REV 136 SP | BMCC, TE300 MT REV 136 SP | BMCC, TE300 MT REV 136 SP | 103 | 5622.81 | 4062321473044 | 0.399 | 0.393 | KG | 1.03 | CDM | 110 | 260 | 36 | MM | 85444995
8738652694 | pump TP 40-180/2 A-F-A-BQQE SP | pump TP 40-180/2 A-F-A-BQQE SP | Pumpe TP 40-180/2 A-F-A-BQQE SP | pump TP 40-180/2 A-F-A-BQQE SP | 71 | 1348.39 | 4062321473099 | 29.51 | 28.2 | KG | 129.348 | CDM | 651 | 461 | 431 | MM | 84137030
8738652708 | Pump Wilo Stratos 25/1-8 230V SP | Pump Wilo Stratos 25/1-8 230V SP | Pumpe Stratos 25/1-8 230V SP | Pump Wilo Stratos 25/1-8 230V SP | - | - | 4062321218010 | 5.524 | 4.695 | KG | 29.406 | CDM | 390 | 290 | 260 | MM | 84137030 | Phased out | 8738664005
8738664005 | VARIOS PICO-STG 25-1-8 SP | VARIOS PICO-STG 25-1-8 SP | VARIOS PICO-STG 25-1-8 SP | VARIOS PICO-STG 25-1-8 SP | 67 | 1125.92 | 4062321664732 | 2.4 | 2 | KG | 2.369 | CDM | 180 | 94 | 140 | MM | 84137030
8738652711 | Catalyst EN20 V1.0 90° SP | Catalyst EN20 V1.0 90° SP | Katalysator EN20 V1.0 90° SP | Catalyst EN20 V1.0 90° SP | 87 | 2777.7 | 4062321387228 | 3.1 | 3 | KG | 2.592 | CDM | 180 | 120 | 120 | MM | 38151990
8738654426 | Gas/air mixer 980-100/50-0.0/0.0 SP | Gas/air mixer 980-100/50-0.0/0.0 SP | Gas/Luftmischer 980-100/50-0,0/0,0 SP | Gas/air mixer 980-100/50-0.0/0.0 SP | 88 | 2899.06 | 4062321473112 | 4.182 | 4.181 | KG | 16.065 | CDM | 300 | 255 | 210 | MM | 84818059
8738654810 | Hose line 1SNEHTDN08x290 SP | Hose line 1SNEHTDN08x290 SP | Schlauchleitung 1SNEHTDN08x290 SP | Hose line 1SNEHTDN08x290 SP | 32 | 73.62 | 4062321473181 | 0.506 | 0.5 | KG | 0.065 | CDM | 290 | 15 | 15 | MM | 40092200
8738654964 | Pump UPS 40-180 F 400V SP | Pump UPS 40-180 F 400V SP | Pumpe UPS 40-180 F 400V SP | Pump UPS 40-180 F 400V SP | 69 | 1240.52 | 4062321473211 | 23 | 22.4 | KG | 31.763 | CDM | 330 | 275 | 350 | MM | 84137030
8738657396 | Exhaust gas insulation M12 V1.1 SP | Exhaust gas insulation M12 V1.1 SP | Abgasisolierung M12 V1.1 SP | Exhaust gas insulation M12 V1.1 SP | 67 | 1125.92 | 4062321412265 | 6.5 | 5 | KG | 125 | CDM | 500 | 500 | 500 | MM | 70196200
8738658533 | Expansion vessel 18l 110°C SP | Expansion vessel 18l 110°C SP | Ausdehnungsgefäß 18l 110°C SP | Expansion vessel 18l 110°C SP | 41 | 160.45 | 4062321473259 | 6.1 | 5.7 | KG | 32.921 | CDM | 328 | 328 | 306 | MM | 84798997
8738658629 | Coolant tube MAN 2842 right SP | Coolant tube MAN 2842 right SP | Kühlmittelrohr MAN 2842 rechts SP | Coolant tube MAN 2842 right SP | 62 | 876.45 | 4062321476953 | 2.204 | 1.9 | KG | 34.913 | CDM | 490 | 285 | 250 | MM | 84099900
8738658657 | Cooler antifreeze 1,5ltr. SP | Cooler antifreeze 1,5ltr. SP | Frostschutzmittel 1,5ltr. SP | Cooler antifreeze 1,5ltr. SP | 18 | 16.32 | 4025377821153 | 1.753 | 1.49 | KG | 2.6 | CDM | 260 | 100 | 100 | MM | 27101915
8738658749 | Hose ELBOW 90° D35/D25 150x150mm SP | Hose ELBOW 90° D35/D25 150x150mm SP | Schlauch ELBOW 90° D35/D25 150x150mm SP | Hose ELBOW 90° D35/D25 150x150mm SP | 49 | 335.74 | 4062321539795 | 0.21 | 0.2 | KG | 4.8 | CDM | 200 | 300 | 80 | MM | 39174000
8738658830 | Coupling element ACT 4 AT WN SP | Coupling element ACT 4 AT WN SP | Kupplungselement ACT 4 AT WN SP | Coupling element ACT 4 AT WN SP | 62 | 876.45 | 4062321504694 | 5.63 | 5 | KG | 36.75 | CDM | 350 | 350 | 300 | MM | 84839089
8738658857 | Cover plate ID 12,0mm SP | Cover plate ID 12,0mm SP | Blende ID 12mm SP | Cover plate ID 12,0mm SP | 40 | 145.62 | 4062321504847 | 0.034 | 0.03 | KG | 0.005 | CDM | 72 | 66 | 1 | MM | 73089059
8738658988 | Catalyst three-way K-W-0250-627 SP | Catalyst three-way K-W-0250-627 SP | 3-Wege-Kat K-W-0250-627 SP | Catalyst three-way K-W-0250-627 SP | 99 | 4746.35 | 4062321504878 | 62.4 | 55.4 | KG | 180 | CDM | 800 | 600 | 375 | MM | 84213925
8738659015 | Gen-SY LSA 44.3 M6/4p 114kVA HF D550 SP | Gen-SY LSA 44.3 M6/4p 114kVA HF D550 SP | Gen-SY LSA 44.3 M6/4p 114kVA HF D550 SP | Gen-SY LSA 44.3 M6/4p 114kVA HF D550 SP | 120 | 12513.13 | 4062321504885 | 391.9 | 375 | KG | 325.567 | CDM | 877 | 572 | 649 | MM | 85016200
8738659117 | EGHE M70.3 V1 SP | EGHE M70.3 V1 SP | AWT M70.3 V1 SP | EGHE M70.3 V1 SP | 114 | 10005.11 | 4062321505028 | 147 | 140 | KG | 89.964 | CDM | 1800 | 170 | 294 | MM | 84195000
8738659195 | Catalyst three-way K-W-0304-626 SP | Catalyst three-way K-W-0304-626 SP | 3-Wege-Kat K-W-0304-626 SP | Catalyst three-way K-W-0304-626 SP | 109 | 7901.62 | 4062321503864 | 45 | 38 | KG | 223.2 | CDM | 800 | 600 | 465 | MM | 84213925
8738659204 | EGHE M140.3 V1 SP | EGHE M140.3 V1 SP | AWT M140.3 V1 SP | EGHE M140.3 V1 SP | 118 | 11690.61 | 4062321503901 | 200 | 180 | KG | 609.84 | CDM | 2100 | 800 | 363 | MM | 84195000
8738659291 | Gas hose DN50 2 1/2" 850mm HR I/E SP | Gas hose DN50 2 1/2" 850mm HR I/E SP | Gasschlauch DN50 2 1/2" 850mm HR I/E SP | Gas hose DN50 2 1/2" 850mm HR I/E SP | 67 | 1125.92 | 4062321473358 | 3.55 | 2.05 | KG | 11.135 | CDM | 1010 | 105 | 105 | MM | 83071000
8738659296 | Exhaust silencer 105913-03 NW150 SP | Exhaust silencer 105913-03 NW150 SP | Abgasschalldämpfer 105913-03 NW150 SP | Exhaust silencer 105913-03 NW150 SP | 109 | 7901.62 | 4062321505271 | 106.9 | 90 | KG | 1108.8 | CDM | 2200 | 800 | 630 | MM | 84039090
8738659303 | EGHE N-04-300/2000-1H-3XX-P 137kW SP | EGHE N-04-300/2000-1H-3XX-P 137kW SP | AWT N-04-300/2000-1H-3XX-P 137kW SP | EGHE N-04-300/2000-1H-3XX-P 137kW SP | 130 | 17138.13 | 4062321505332 | 316.9 | 300 | KG | 1137.427 | CDM | 2548 | 480 | 930 | MM | 84195000
8738659304 | ECU Slave + SW MAN 2842 SP | ECU Slave + SW MAN 2842 SP | Motorsteuergerät Slave + SW MAN 2842 SP | ECU Slave + SW MAN 2842 SP | 59 | 728.13 | 4062321505349 | 2.484 | 2.2 | KG | 4.194 | CDM | 260 | 218 | 74 | MM | 90328900
8738659308 | Exhaust insul. EN240.2 CE240-2 coated SP | Exhaust insul. EN240.2 CE240-2 coated SP | Abgasisol. EN240.2 CE240-2 besch. SP | Exhaust insul. EN240.2 CE240-2 coated SP | - | - | 4062321541484 | 14.31 | 13 | KG | 105.84 | CDM | 600 | 420 | 420 | MM | 70196990 | Phased out
8738659987 | Screw hex. head ISO 4014 M12x100 galv SP | Screw hex. head ISO 4014 M12x100 galv SP | Sechskantschraube ISO 4014 M12x100 VZ SP | Screw hex. head ISO 4014 M12x100 galv SP | 23 | 27.22 | 4062321387341 | 0.101 | 0.097 | KG | 0.072 | CDM | 180 | 21 | 19 | MM | 73181582
8738659990 | Connecting clamp 2x0,08-4mm² (2x) SP | Connecting clamp 2x0,08-4mm² (2x) SP | Verbindungsklemme 2x0,08-4mm² (2x) SP | Connecting clamp 2x0,08-4mm² (2x) SP | 22 | 24.96 | 4062321387372 | 0.01 | 0.006 | KG | 0.004 | CDM | 21 | 12 | 14 | MM | 85369010
8738659995 | Contactor 22kW 24VDC 2NO/2NC 3RT2036 SP | Contactor 22kW 24VDC 2NO/2NC 3RT2036 SP | Schütz 22kW 24VDC 2NO/2NC 3RT2036-1NB SP | Contactor 22kW 24VDC 2NO/2NC 3RT2036 SP | 49 | 335.74 | 4062321387402 | 1.26 | 1.17 | KG | 1.091 | CDM | 55 | 114 | 174 | MM | 85364900
8738659996 | Pump TP 32-120/2 400V A-F-A-BQQE SP | Pump TP 32-120/2 400V A-F-A-BQQE SP | Pumpe TP 32-120/2 400V A-F-A-BQQE SP | Pump TP 32-120/2 400V A-F-A-BQQE SP | 70 | 1287.73 | 4062321387419 | 53 | 46 | KG | 22.53 | CDM | 220 | 266 | 385 | MM | 84137030
8738660001 | Exhaust gas insulation M20 V2.3 SP | Exhaust gas insulation M20 V2.3 SP | Abgasisolierung M20 V2.3 SP | Exhaust gas insulation M20 V2.3 SP | 69 | 1240.52 | 4062321387464 | 6.976 | 5.476 | KG | 125 | CDM | 500 | 500 | 500 | MM | 70196990
8738660005 | Exhaust gas insulation M50 V3.2 SP | Exhaust gas insulation M50 V3.2 SP | Abgasisolierung M50 V3.2 SP | Exhaust gas insulation M50 V3.2 SP | 80 | 2049.57 | 4062321387488 | 12.42 | 10.557 | KG | 138.938 | CDM | 475 | 650 | 450 | MM | 70196990
8738660007 | Voltage regulator R450M SP | Voltage regulator R450M SP | Spannungsregler R450M SP | Voltage regulator R450M SP | 81 | 2143.96 | 4062321387501 | 2.1 | 2 | KG | 1.4 | CDM | 140 | 200 | 50 | MM | 90328900 | Wijziging prijsgroep vanaf 29/07/26
8738660009 | Compensator assembly DN65-272x214x3 SP | Compensator assembly DN65-272x214x3 SP | Kompensatorbaugruppe DN65-272x214x3 SP | Compensator assembly DN65-272x214x3 SP | 74 | 1537.17 | 4062321387525 | 3.284 | 3.1 | KG | 6.112 | CDM | 272 | 214 | 105 | MM | 83071000
8738660012 | Oil filter cartridge SP | Oil filter cartridge SP | Oelfilterpatrone SP | Oil filter cartridge SP | 51 | 384.3 | 4062321387549 | 2.484 | 2.224 | KG | 8.4 | CDM | 300 | 140 | 200 | MM | 84212980
8738660014 | Fine separator SP | Fine separator SP | Feinabscheider SP | Fine separator SP | 65 | 1024.8 | 4062321387563 | 3.44 | 3.2 | KG | 14 | CDM | 200 | 200 | 350 | MM | 84213915
8738660015 | Wear part Kit E SP | Wear part Kit E SP | Verschleissteil Kit E SP | Wear part Kit E SP | 74 | 1537.17 | 4062321387570 | 3.42 | 3.3 | KG | 5.299 | CDM | 160 | 138 | 240 | MM | 84149000 | Wijziging prijsgroep vanaf 29/07/26
8738660017 | Replacement filter set for Oewamat 14 SP | Replacement filter set for Oewamat 14 SP | Austauschfilter_Set für Oewamat 14 SP | Replacement filter set for Oewamat 14 SP | 64 | 977.58 | 4062321387594 | 4.661 | 3.8 | KG | 50.864 | CDM | 340 | 340 | 440 | MM | 48232000
8738660019 | Gas detector GC420 24VDC 4measuring p SP | Gas detector GC420 24VDC 4measuring p SP | Gaswarngerät GC420 24VDC 4 Meßstelle SP | Gas detector GC420 24VDC 4measuring p SP | 68 | 1193.35 | 4062321387617 | 0.4 | 0.3 | KG | 0.501 | CDM | 104 | 86 | 56 | MM | 90271010
8738660275 | pump TP 40-120/2 A-F-A-BQQE SP | pump TP 40-120/2 A-F-A-BQQE SP | Pumpe TP 40-120/2 A-F-A-BQQE SP | pump TP 40-120/2 A-F-A-BQQE SP | 68 | 1193.35 | 4062321412302 | 31.7 | 24.7 | KG | 16.758 | CDM | 210 | 210 | 380 | MM | 84137030
8738660293 | Pump CRNE15-10 400V low NPSH modif SP | Pump CRNE15-10 400V low NPSH modif SP | Pumpe CRNE15-10 400V low NPSH modif SP | Pump CRNE15-10 400V low NPSH modif SP | 148 | 26617.35 | 4062321473372 | 1.62 | 0.678 | KG | 0.001 | CCM | 1 | 1 | 1 | MM | 84137075
8738660624 | Flue gas collector wet MAN 2842 SP | Flue gas collector wet MAN 2842 SP | Abgassammler Nass MAN 2842 SP | Flue gas collector wet MAN 2842 SP | 99 | 4746.35 | 4062321489298 | 53.65 | 36.75 | KG | 21.308 | CDM | 947 | 180 | 125 | MM | 73061100
8738660673 | Inverter FR-F840-00126 EC 5,5kW SP | Inverter FR-F840-00126 EC 5,5kW SP | Frequenzumrichter FR-F840-00126 5,5kW SP | Inverter FR-F840-00126 EC 5,5kW SP | 75 | 1604.6 | 4062321489496 | 3.5 | 3 | KG | 5.46 | CDM | 150 | 260 | 140 | MM | 85371091
8738660674 | Inverter FR-F840-00170-E2 7,5kW SP | Inverter FR-F840-00170-E2 7,5kW SP | Frequenzumrichter FR-F840-00170 7,5kW SP | Inverter FR-F840-00170-E2 7,5kW SP | 73 | 1469.76 | 4062321489502 | 6.884 | 6.7 | KG | 9.724 | CDM | 220 | 260 | 170 | MM | 85371091
8738660675 | Threaded piece M10x60mm DIN976 galv. SP | Threaded piece M10x60mm DIN976 galv. SP | Gewindestück M10x60mm DIN976 VZ SP | Threaded piece M10x60mm DIN976 galv. SP | 32 | 73.62 | 4062321489519 | 0.034 | 0.03 | KG | 0.006 | CDM | 60 | 10 | 10 | MM | 73181542
8738660676 | Pressure regulator 1 1/2" FRNG515 SP | Pressure regulator 1 1/2" FRNG515 SP | Gleichdruckregler 1 1/2" FRNG515 SP | Pressure regulator 1 1/2" FRNG515 SP | 55 | 538.01 | 4062321489526 | 2.6 | 2.47 | KG | 10.2 | CDM | 255 | 200 | 200 | MM | 90322000
8738660686 | Suction strainer DELTA-HS-08-S1 SP | Suction strainer DELTA-HS-08-S1 SP | Hutsieb DELTA-HS-08-S1 SP | Suction strainer DELTA-HS-08-S1 SP | 72 | 1402.35 | 4062321489625 | 0.404 | 0.4 | KG | 1.427 | CDM | 165 | 93 | 93 | MM | 84219910
8738660687 | Cable spider MAN E0836E SP | Cable spider MAN E0836E SP | Kabelspinne MAN E0836E SP | Cable spider MAN E0836E SP | 51 | 384.3 | 4062321489632 | 0.484 | 0.3 | KG | 3 | CDM | 279 | 224 | 48 | MM | 85444995
8738660699 | Crankcase breather Perkins 4008 SP | Crankcase breather Perkins 4008 SP | Kurbelgeh. Entlüft. Perkins 4008 SP | Crankcase breather Perkins 4008 SP | 90 | 3074.35 | 4062321489748 | 6.2 | 3.96 | KG | 23.625 | CDM | 350 | 300 | 225 | MM | 84219910
8738660700 | Lambda sensor cable CBS104.1-2_E SP | Lambda sensor cable CBS104.1-2_E SP | Lambdasondenkabel CBS104.1-2_E SP | Lambda sensor cable CBS104.1-2_E SP | 60 | 775.33 | 4062321489755 | 0.236 | 0.23 | KG | 2.16 | CDM | 2000 | 50 | 21.6 | MM | 90279000
8738660709 | Pipe option silencer M50.4 SP | Pipe option silencer M50.4 SP | LT Option Schalldämpfer M50.4 SP | Pipe option silencer M50.4 SP | - | - | 4062321489809 | 3.93 | 2.93 | KG | 58.069 | CDM | 1115 | 186 | 280 | MM | 73043983 | Phased out
8738660721 | O-ring Compac-Welding neck flange DN200 | O-ring Compac-Welding neck flange DN200 | O-Ring Compac-Vorschweißflansch DN200 SP | O-ring Compac-Welding neck flange DN200 | 30 | 59.86 | 4062321489878 | 0.136 | 0.11 | KG | 0.195 | CDM | 235.3 | 235.3 | 3.53 | MM | 40169300
8738660726 | Profibus DP/modbus RTU converter SP | Profibus DP/modbus RTU converter SP | Profibus DP/Modbus RTU Konverter SP | Profibus DP/modbus RTU converter SP | 65 | 1024.8 | 4062321489922 | 0.26 | 0.17 | KG | 0.295 | CDM | 120 | 107 | 23 | MM | 85176200
8738660728 | pump CRNE10-12 X-FGJ-GX-E SP | pump CRNE10-12 X-FGJ-GX-E SP | Pumpe CRNE10-12 X-FGJ-GX-E SP | pump CRNE10-12 X-FGJ-GX-E SP | 133 | 18715.75 | 4062321489946 | 153 | 121 | KG | 100.744 | CDM | 280 | 280 | 1285 | MM | 84137075
8738660729 | Pump TP 65-120/2 400V A-F-A-BQQE SP | Pump TP 65-120/2 400V A-F-A-BQQE SP | Pumpe TP 65-120/2 400V A-F-A-BQQE SP | Pump TP 65-120/2 400V A-F-A-BQQE SP | 79 | 1955.19 | 4062321489953 | 37.2 | 34.4 | KG | 37.804 | CDM | 532 | 209 | 340 | MM | 84137059
8738660733 | Tubular cable lug 150mm² 12mm SP | Tubular cable lug 150mm² 12mm SP | Rohrkabelschuh 150mm² 12mm SP | Tubular cable lug 150mm² 12mm SP | 18 | 16.32 | 4062321489960 | 0.078 | 0.074 | KG | 0.115 | CDM | 74 | 74 | 21 | MM | 85369010
8738660737 | Hose line 1SNEHTDN08x480 SP | Hose line 1SNEHTDN08x480 SP | Schlauchleitung 1SNEHTDN08x480 SP | Hose line 1SNEHTDN08x480 SP | 29 | 53.54 | 4062321490003 | 0.506 | 0.5 | KG | 0.108 | CDM | 480 | 15 | 15 | MM | 40092200
8738660738 | Hose line air intercooler ri MAN 2842 SP | Hose line air intercooler ri MAN 2842 SP | Schlauchleitung LLK rechts MAN 2842 SP | Hose line air intercooler ri MAN 2842 SP | 85 | 2561.95 | 4062321490010 | 3.978 | 3.64 | KG | 8.405 | CDM | 515 | 170 | 96 | MM | 39173900
8738660745 | Signal transducer S1SD-1AI-1U.1 SP | Signal transducer S1SD-1AI-1U.1 SP | Signalwandler S1SD-1AI-1U.1 SP | Signal transducer S1SD-1AI-1U.1 SP | 45 | 244.05 | 4062321490065 | 0.064 | 0.06 | KG | 0.062 | CDM | 6 | 97 | 107 | MM | 85437090
8738660747 | Voltage regulator D550 SP | Voltage regulator D550 SP | Spannungsregler D550 SP | Voltage regulator D550 SP | 98 | 4530.62 | 4062321490089 | 1.15 | 1.05 | KG | 1.45 | CDM | 200 | 145 | 50 | MM | 90328900
8738660752 | Actuator SKD 62 24V SP | Actuator SKD 62 24V SP | Stellantrieb SKD 62 24V SP | Actuator SKD 62 24V SP | 68 | 1193.35 | 4062321490119 | 3.72 | 3.6 | KG | 6.248 | CDM | 164 | 127 | 300 | MM | 85011091
8738660757 | Universal compensator DN65 PN1 265 ss SP | Universal compensator DN65 PN1 265 ss SP | Universal-Kompensator DN65 PN1 265 VA SP | Universal compensator DN65 PN1 265 ss SP | 63 | 930.4 | 4062321490157 | 3 | 1.7 | KG | 2.65 | CDM | 265 | 100 | 100 | MM | 83071000
8738660758 | Precooler double tube M50.4 SP | Precooler double tube M50.4 SP | Vorkühler Doppelrohr M50.4 SP | Precooler double tube M50.4 SP | 69 | 1240.52 | 4062321490164 | 16.539 | 15.22 | KG | 95.996 | CDM | 685 | 572 | 245 | MM | 73043983
8738660760 | Ignition system MIC 3-LD MAN E2876 SP | Ignition system MIC 3-LD MAN E2876 SP | Zündanlage MIC 3-LD MAN E2876 SP | Ignition system MIC 3-LD MAN E2876 SP | 88 | 2899.06 | 4062321490188 | 53.8 | 38.8 | KG | 89.2 | CDM | 1115 | 200 | 400 | MM | 85118000
8738660764 | Holder ignitioncoil MAN E0824E/E0834E SP | Holder ignitioncoil MAN E0824E/E0834E SP | Zündspulenhalter MAN E0824E/E0834E SP | Holder ignitioncoil MAN E0824E/E0834E SP | 72 | 1402.35 | 4062321490195 | 0.806 | 0.8 | KG | 0.837 | CDM | 350 | 52 | 46 | MM | 85119000
8738660766 | Cylinder screw ISO1207 M3x16galv.(12x)SP | Cylinder screw ISO1207 M3x16galv.(12x)SP | Zylinderschraube ISO1207 M3x16VZ (12x)SP | Cylinder screw ISO1207 M3x16galv.(12x)SP | 31 | 66.74 | 4062321490218 | 0.016 | 0.012 | KG | 0.162 | CCM | 18 | 3 | 3 | MM | 73181582
8738660767 | Cylinder screw ISO1207 M4x20galv.(10x)SP | Cylinder screw ISO1207 M4x20galv.(10x)SP | Zylinderschraube ISO 1207 M4x20VZ(10x)SP | Cylinder screw ISO1207 M4x20galv.(10x)SP | 33 | 80.64 | 4062321490225 | 0.024 | 0.02 | KG | 0.368 | CCM | 23 | 4 | 4 | MM | 73181582
8738661007 | Rotor shaft (armature)WKASYG225/4-180 SP | Rotor shaft (armature)WKASYG225/4-180 SP | Rotorwelle (Anker) WKASYG225/4-180 SP | Rotor shaft (armature)WKASYG225/4-180 SP | 100 | 4962.11 | 4062321492816 | 74 | 60 | KG | 441 | CDM | 700 | 900 | 700 | MM | -
8738661263 | Control unit (DCU) SP | Control unit (DCU) SP | Steuergerät (DCU) SP | Control unit (DCU) SP | 72 | 1402.35 | 4062321504014 | 4.31 | 3 | KG | 32 | CDM | 400 | 400 | 200 | MM | 90328900
8738661542 | Toothed belt kit for M12/M20 SP | Toothed belt kit for M12/M20 SP | Zahnriemensatz für M12/M20 SP | Toothed belt kit for M12/M20 SP | 50 | 357.33 | 4062321503031 | 1.62 | 0.678 | KG | 4.5 | CDM | 300 | 150 | 100 | MM | 83071000
8738661751 | Exhaustgas insul. SCR M365/M400 V1 Teil3 | Exhaustgas insul. SCR M365/M400 V1 Teil3 | Abgasisol. Opt. SCRM365/M400 V1 Teil3 SP | Exhaustgas insul. SCR M365/M400 V1 Teil3 | 60 | 775.33 | 4062321541606 | 6.5 | 5 | KG | 125 | CDM | 500 | 500 | 500 | MM | 70196990
8738661760 | U clamp 16-22mm galv. | U clamp 16-22mm galv. | Bügelschelle 16-22mm VZ SP | U clamp 16-22mm galv. | 22 | 24.96 | 4062321541675 | 0.042 | 0.038 | KG | 0.084 | CDM | 70 | 40 | 30 | MM | 85030091
8738661762 | Compressed air assembly CHA 60/9,5 HT | Compressed air assembly CHA 60/9,5 HT | Druckluftbaugruppe CHA 60/9,5 HT SP | Compressed air assembly CHA 60/9,5 HT | 133 | 18715.75 | 4062321541699 | 480.8 | 440.8 | KG | 12661.98 | CDM | 3830 | 1740 | 1900 | MM | 84149000
8738661764 | Input terminal KL3314 4-channel analog | Input terminal KL3314 4-channel analog | Eingangsklemme KL3314 4-Kanal analog SP | Input terminal KL3314 4-channel analog | 50 | 357.33 | 4062321541712 | 0.079 | 0.075 | KG | 0.082 | CDM | 68 | 12 | 100 | MM | 85369010
8738661765 | Inverter FR-F740-00250 EC 11kW | Inverter FR-F740-00250 EC 11kW | Frequenzumrich FR-F740-00250 EC 11kW SP | Inverter FR-F740-00250 EC 11kW | 80 | 2049.57 | 4062321541729 | 57 | 39 | KG | 47.168 | CDM | 440 | 320 | 335 | MM | 85030091
8738661769 | Fan Minitron CL 46/1-G 4kW | Fan Minitron CL 46/1-G 4kW | Gebläse Minitron CL 46/1-G 4kW SP | Fan Minitron CL 46/1-G 4kW | 109 | 7901.62 | 4062321541767 | 73 | 66 | KG | 194.94 | CDM | 570 | 570 | 600 | MM | 85030091
8738661782 | Clutch CM-G-1800-75-14-75 | Clutch CM-G-1800-75-14-75 | Kupplung CM-G-1800-75-14-75 SP | Clutch CM-G-1800-75-14-75 | 67 | 1125.92 | 4062321541873 | 38 | 31 | KG | 27.043 | CDM | 467 | 467 | 124 | MM | 84836080
8738661806 | Connecting clamp 5x0,08-4mm² | Connecting clamp 5x0,08-4mm² | Verbindungsklemme 5x0,08-4mm² SP | Connecting clamp 5x0,08-4mm² | 23 | 27.22 | 4062321542085 | 0.011 | 0.007 | KG | 0.006 | CDM | 30 | 20 | 10 | MM | 85030091
8738661813 | Holder ignition coil MAN E2842 E312 | Holder ignition coil MAN E2842 E312 | Zündspulenhalter MAN E2842 E312 1-6A SP | Holder ignition coil MAN E2842 E312 | 73 | 1469.76 | 4062321542146 | 2.5 | 1 | KG | 3.33 | CDM | 900 | 74 | 50 | MM | 85118000
8738661857 | Hose Vena-Sil 200 (4M) SP | Hose Vena-Sil 200 (4M) SP | Schlauch Vena Sil 200 ID8xAD15mm (4M) SP | Hose Vena-Sil 200 (4M) SP | 58 | 680.95 | 4062321542207 | 0.97 | 0.72 | KG | 0.001 | CDM | 4 | 15 | 15 | MM | 39173900
8738661862 | Cable spider MAN E2842 E2842LE202/322/33 | Cable spider MAN E2842 E2842LE202/322/33 | Kabelspinne MAN E2842LE202/322/332 SP | Cable spider MAN E2842 E2842LE202/322/33 | 52 | 416.66 | 4062321542214 | 1.36 | 0.8 | KG | 8 | CDM | 400 | 400 | 50 | MM | 85113000
8738662175 | Pipe EGHE to client int SP | Pipe EGHE to client int SP | LT AWT zu Kunde int SP | Pipe EGHE to client int SP | 59 | 728.13 | 4062321565459 | 11.08 | 4.08 | KG | 90.418 | CDM | 312 | 414 | 700 | MM | 73079319
8738662685 | Pipe exhaust gas T-piece int SP | Pipe exhaust gas T-piece int SP | LT ABG T-Stück int SP | Pipe exhaust gas T-piece int SP | 91 | 3195.7 | 4062321580551 | 30.44 | 10.44 | KG | 50.887 | CDM | 425 | 385 | 311 | MM | 73269098
8738662690 | Pipe flue gas - ABG cat-housing SP | Pipe flue gas - ABG cat-housing SP | LT Motor zu KAT int SP | Pipe flue gas - ABG cat-housing SP | 87 | 2777.7 | 4062321580605 | 25.5 | 5.5 | KG | 75.075 | CDM | 650 | 220 | 525 | MM | 73269098
8738662733 | EGHE DN250/1995 68x21,3VASP | EGHE DN250/1995 68x21,3VASP | Abgaswärmetauscher DN250/1995 68x21,3 SP | EGHE DN250/1995 68x21,3VASP | 109 | 7901.62 | 4062321592608 | 228.5 | 203.5 | KG | 372 | CDM | 2000 | 465 | 400 | MM | 73089098
8738662792 | Pipe con. ecw out V2 EN140 MAN 2876E3 SP | Pipe con. ecw out V2 EN140 MAN 2876E3 SP | LT Anschluss MW-AusV2EN140 MAN 2876E3 SP | Pipe con. ecw out V2 EN140 MAN 2876E3 SP | 90 | 3074.35 | 4062321592912 | 32.32 | 7.32 | KG | 62.984 | CDM | 645 | 465 | 210 | MM | -
8738662805 | Pipe tank to 2WV int SP | Pipe tank to 2WV int SP | LT Tank zu 2WV int SP | Pipe tank to 2WV int SP | 47 | 291.25 | 4062321593025 | 0.7 | 0.1 | KG | 0.052 | CDM | 360 | 12 | 12 | MM | -
8738662819 | Pipe PHE to EGHE int SP | Pipe PHE to EGHE int SP | LT PWT zu AWT int SP | Pipe PHE to EGHE int SP | 90 | 3074.35 | 4062321593117 | 36.4 | 11.4 | KG | 298.364 | CDM | 1390 | 405 | 530 | MM | 73089098
8738662831 | EGHE Compact 36/20 M20 V2.0 SP | EGHE Compact 36/20 M20 V2.0 SP | AWT Compact 36/20 M20 V2.0 SP | EGHE Compact 36/20 M20 V2.0 SP | 102 | 5380.1 | 4062321593186 | 38.45 | 13.45 | KG | 45.291 | CDM | 380 | 359 | 332 | MM | 73089098 | Wijziging prijsgroep vanaf 29/07/26
8738650737 | Relais 24VDC8A | Relais 24VDC8A | Koppelrelais24VDC8A 2Wechsler Serie48 SP | Coupling Relay24VDC8A 2Ch Series48 SP | 28 | 47.73 | 4062321383268 | 0.072 | 0.063 | KG | 0.085 | CDM | 78 | 73 | 15 | MM | 85364190
8738650927 | Battery charger 20A 24V SP | Battery charger 20A 24V SP | Batterieladegerät 20A 24V SP | Battery charger 20A 24V SP | - | - | 4062321383558 | 1.57 | 1.467 | KG | 4.205 | CDM | 290 | 145 | 100 | MM | 85044083 | Phased out | 8738663425
8738663425 | Battery charger S8VK-C24024 SP | Battery charger S8VK-C24024 SP | Batterieladegerät S8VK-C24024 SP | Battery charger S8VK-C24024 SP | 48 | 314.16 | 4062321615390 | 1.24 | 0.94 | KG | 1.17 | CDM | 150 | 60 | 130 | MM | 85044060
8738654836 | 2/2-way-solen. valve G 1" 0-7bar 24V SP | 2/2-way-solen. valve G 1" 0-7bar 24V SP | 2/2-Wege Magnetventil G 1" 0-7bar 24V SP | 2/2-way-solen. valve G 1" 0-7bar 24V SP | 47 | 291.25 | 4062321412241 | 1.035 | 0.985 | KG | 0.608 | CDM | 82 | 65 | 114 | MM | 84818099
8738666689 | Lamella mat RCK Klimarock 30mm 1m² SP | Lamella mat RCK Klimarock 30mm 1m² SP | Lamellenmatte RCK Klimarock 30mm 1m² SP | Lamella mat RCK Klimarock 30mm 1m² SP | 34 | 87.65 | 4062321716547 | 1.5 | 1.2 | KG | 30 | CDM | 1000 | 1000 | 30 | MM | -
8738649317 | O-ring cilinderkop uitlaat VW SP | Joint torique sortie culasse VW SP | O-Ring Zyl. Kopf Austritt VW SP | O-ring cylinder head outlet VW SP | 16 | 12.66 | 4062321379926 | 0.003 | 0.002 | KG | 0.014 | CDM | 70 | 65 | 3 | MM | 40169300
8738649328 | Afdichting VW SP | Joint VW SP | Dichtung VW SP | Seal VW SP | 30 | 59.86 | 4062321379988 | 0.069 | 0.065 | KG | 0.055 | CDM | 344 | 80 | 2 | MM | 84841000
8738650159 | Plug 1/4" messing buiten 6-ct. SP | Bouchon 1/4" laiton extérieur 6-ct. SP | Stopfen 1/4" MS Außen-6-kt. SP | Plug 1/4" brass outside 6-ct. SP | 13 | 7.69 | 4062321382377 | 0.02 | 0.016 | KG | 0.004 | CDM | 18 | 18 | 13 | MM | 39235090
8738650463 | Pakking 32x44x2mm 1" C4400 (2x) SP | Joint 32x44x2mm 1" C4400 (2x) SP | Dichtung 32x44x2mm 1" C4400 (2x) SP | Gasket 32x44x2mm 1" C4400 (2x) SP | 25 | 32.89 | 4062321382780 | 0.003 | 0.002 | KG | 0.007 | CDM | 70 | 50 | 2 | MM | 68159100
8738650570 | Cu-ring 13x18mm SP | Cu-ring 13x18mm SP | Kupferdichtring 13x18mm SP | Cu-ring 13x18mm SP | 11 | 4.79 | 4062321382995 | 0.004 | 0.001 | KG | 0.001 | CDM | 18 | 18 | 1 | MM | 74198090
8738651501 | Koelwaterslang 8x3,5mm DN6 1(1,5M)SP | Tuyau d'eau de refroidissement 8x3,5mm D | Kühlerwasserschl. 8x3,5mmDN6m (1,5M) SP | Cooling water hose 8x3,5mm DN6 1(1,5M)SP | 24 | 29.93 | 4062321384661 | 0.238 | 0.226 | KG | 2.61 | CDM | 360 | 290 | 25 | MM | 40092100
8738666435 | Motor wheel running unit MUB 042 SP | Motor wheel running unit MUB 042 SP | Motorradlaufeinheit MUB 042 SP | Motor wheel running unit MUB 042 SP | 82 | 2265.32 | 4062321697631 | 11.92 | 10.6 | KG | 68.215 | CDM | 290 | 485 | 485 | MM | 84145935
8738662185 | Cooler antifreeze Mobil Extra (20L) SP | Cooler antifreeze Mobil Extra (20L) SP | Frostschutzmittel Mobil Extra (20L) SP | Cooler antifreeze Mobil Extra (20L) SP | 50 | 357.33 | 4062321621995 | 23.2 | 21 | KG | 30 | CDM | 300 | 250 | 400 | MM | 38200000
8738662740 | Holder Compact 36/10 V2 part 1 SP | Holder Compact 36/10 V2 part 1 SP | Halter Compact 36/10 V2 Teil 1 SP | Holder Compact 36/10 V2 part 1 SP | 46 | 266.98 | 4062321592660 | 4.35 | 3.75 | KG | 36.75 | CDM | 350 | 350 | 300 | MM | 73089098
8738652121 | Compacte bediening easygen 8440-2055 SP | Commande compacte easYgen 8440-2055 SP | Kompaktsteuerung easYgen 8440-2055 SP | Compact control easYgen 8440-2055 SP | 106 | 6701.54 | 4062321385705 | 2.2 | 1.75 | KG | 15.895 | CDM | 340 | 275 | 170 | MM | 90328900
8738649986 | Temperature contr. AKO G 1" 76-88°C SP | Temperature contr. AKO G 1" 76-88°C SP | Temperaturregler AKO G 1" 76-88°C SP | Temperature contr. AKO G 1" 76-88°C SP | 65 | 1024.8 | 4062321382124 | 2.2 | 2.1 | KG | 0.927 | CDM | 115 | 62 | 130 | MM | 90321020
8738652619 | Pressure sensor intake duct VW SP | Pressure sensor intake duct VW SP | Drucksensor Ansaugkanal VW SP | Pressure sensor intake duct VW SP | 51 | 384.3 | 4062321472931 | 0.032 | 0.028 | KG | 0.15 | CDM | 60 | 50 | 50 | MM | 90262020
0258017025 | Lambdasonde LSU 4.9 SP | Lambdasonde LSU 4.9 SP | Lambdasonde LSU 4.9 SP | Lambda probe LSU 4.9 SP | 40 | 145.62 | 3165143521519 | 0.276 | 0.175 | KG | 0.617 | CDM | 137 | 100 | 45 | MM | 90271010
8738660010 | Druksensor PV7004 3bar preset SP | Pressure sensors PV7004 3bar preset SP | Druckschalter PV7004 3bar voreing.24V SP | Pressure sensors PV7004 3bar preset SP | - | - | 4062321391010 | 0.104 | 0.1 | KG | 0.256 | CDM | 80 | 80 | 40 | MM | 90262020 | Phased out
8734020001 | Katalysator cpl. EN365/400SP | Catalyseur cpl. EN365/400 SP | Katalysator kpl. EN365/400 SP | Catalyst cpl. EN365/400 SP | 103 | 5622.81 | 4062321804275 | 17.942 | 17 | KG | 49.14 | CDM | 525 | 390 | 240 | MM | 84039090
8738663822 | Bougie WR3CPP33 Fab. BOSCH SP | Bougie d'allumage WR3CPP33 Fab. BOSCH SP | Zündkerze WR3CPP33 Fab. BOSCH SP | Spark plug WR3CPP33 Fab. BOSCH SP | - | - | 4062321695699 | 0.065 | 0.062 | KG | 0.031 | CDM | 79.45 | 20.8 | 19 | MM | 84169000 | Phased out
8734020016 | Batterij ProMotive HD 12V 110Ah SP | Batterie ProMotive HD 12V 110Ah SP | Batterie ProMotive HD 12V 110Ah SP | Battery ProMotive HD 12V 110Ah SP | 45 | 244.05 | 4062321876395 | 31 | 30.5 | KG | 18.926 | CDM | 515 | 175 | 210 | MM | 84039090
8738662970 | Exh.gas insul. conversionkit cat M20V1SP | Exh.gas insul. conversionkit cat M20V1SP | Abgasisolierung Umrüstsatz KAT M20V1 SP | Exh.gas insul. conversionkit cat M20V1SP | 57 | 632.4 | 4062321699536 | 3.161 | 2.686 | KG | 22.88 | CDM | 520 | 220 | 200 | MM | 70196200
8738660511 | Gas hose DN50 2" 850mm HR I/E SP | Gas hose DN50 2" 850mm HR I/E SP | Gasschlauch DN50 2" 850mm HR I/E SP | Gas hose DN50 2" 850mm HR I/E SP | 65 | 1024.8 | 4062321477028 | 3.118 | 2.65 | KG | 90 | CDM | 1000 | 300 | 300 | MM | 83071000
8738658679 | Dichting 141x192x2mm Novapress Basic SP | Joint 141x192x2mm Novapress Basic SP | Dichtung 141x192x2mm Novapress Basic SP | Gasket 141x192x2mm Novapress Basic SP | 19 | 18.48 | 4062321362027 | 0.149 | 0.048 | KG | 0.074 | CDM | 195 | 195 | 2 | MM | 59119099
8738668486 | Ignition sys MAN E2842 E-LE312LRMIC4LDSP | Ignition sys MAN E2842 E-LE312LRMIC4LDSP | Zündanlage MAN E2842 E-LE312,LRMIC4-LDSP | Ignition sys MAN E2842 E-LE312LRMIC4LDSP | 106 | 6701.54 | 4062321790660 | 30 | 29 | KG | 0.768 | CDM | 120 | 80 | 80 | MM | -
8738668487 | Ignition E2876 E302-312-TE302 LRMIC4LDSP | Ignition E2876 E302-312-TE302 LRMIC4LDSP | ZündanMAN E2876 E302-312-TE302LRMIC4LDSP | Ignition E2876 E302-312-TE302 LRMIC4LDSP | 97 | 4328.36 | 4062321790677 | 19 | 18.4 | KG | 0.768 | CDM | 120 | 80 | 80 | MM | -
0242255511 | Spark plug Bosch Iridium FR 3 KII332 SP | Spark plug Bosch Iridium FR 3 KII332 SP | Zündkerze Bosch Iridium FR 3 KII332 SP | Spark plug Bosch Iridium FR 3 KII332 SP | - | - | 4047024291621 | 0.07 | 0.05 | KG | 0.004 | CDM | 8 | 22 | 25 | MM | 85111000 | Phased out
0280750114 | Butterfly valve 76mm DV E5 SP | Butterfly valve 76mm DV E5 SP | Drosselklappe 76mm DV E5 SP | Butterfly valve 76mm DV E5 SP | 43 | 202.26 | 4047024557956 | 1.14 | 1.041 | KG | 4.57 | CDM | 190 | 185 | 130 | MM | 84818059
0280751004 | Vlinderklepaandrijving GPA | Actionneur de vanne papillon GPA | Drosselklappensteller GPA 0280751004 SP | Butterfly valve actuator GPA 028 | 31 | 66.74 | 4047025565905 | 0.202 | 0.2 | KG | 3.618 | CDM | 335 | 135 | 80 | MM | 85013100
8738649345 | Plug oil pan ø34,8mm, G 1/4" SP | Plug oil pan ø34,8mm, G 1/4" SP | Stopfen Ölwanne ø34,8mm, G 1/4" SP | Plug oil pan ø34,8mm, G 1/4" SP | 28 | 47.73 | 4062321466121 | 0.082 | 0.078 | KG | 0.061 | CDM | 45 | 45 | 30 | MM | 39235090
8738649416 | Gasket oil suction line MAN 0226 SP | Gasket oil suction line MAN 0226 SP | Dichtung Ölsaugleitung MAN 0226 SP | Gasket oil suction line MAN 0226 SP | 19 | 18.48 | 4062321380373 | 0.003 | 0.002 | KG | 0.005 | CDM | 70 | 70 | 1 | MM | 84099900
8738649506 | Cylinder liner MAN 0824/0826 SP | Cylinder liner MAN 0824/0826 SP | Zylinderlaufbuchse MAN 0824/0826 SP | Cylinder liner MAN 0824/0826 SP | 43 | 202.26 | 4062321380786 | 1.139 | 0.968 | KG | 4.563 | CDM | 270 | 130 | 130 | MM | 84099900
8738649518 | Oil pan gasket 0824 SP | Oil pan gasket 0824 SP | Ölwannendichtung 0824 SP | Oil pan gasket 0824 SP | 43 | 202.26 | 4062321380830 | 0.158 | 0.15 | KG | 0.594 | CDM | 600 | 330 | 3 | MM | 84842000
8738649584 | Rod bearing MANE0836 E302 "nat. gas" SP | Rod bearing MANE0836 E302 "nat. gas" SP | Pleuellager MAN E0836 E302 "Erdgas" SP | Rod bearing MANE0836 E302 "nat. gas" SP | 41 | 160.45 | 4062321381165 | 0.105 | 0.099 | KG | 0.216 | CDM | 90 | 65 | 37 | MM | 84833080
8738649585 | Rod bolt MAN 0836 (4x) SP | Rod bolt MAN 0836 (4x) SP | Pleuelschraube MAN 0836 (4x) SP | Rod bolt MAN 0836 (4x) SP | - | - | 4062321381172 | 0.21 | 0.199 | KG | 0.128 | CDM | 40 | 160 | 20 | MM | 73181595 | Phased out
8738649825 | O-ring 50x3,0mm SP | O-ring 50x3,0mm SP | O-Ring 50x3,0mm SP | O-ring 50x3,0mm SP | - | - | 4062321381714 | 0.003 | 0.002 | KG | 0.011 | CDM | 70 | 50 | 3 | MM | 40169300 | Phased out | 8738663472
8738650201 | Plug nipple 3C382-8-4 SP | Plug nipple 3C382-8-4 SP | Stecknippel 3C382-8-4 SP | Plug nipple 3C382-8-4 SP | 23 | 27.22 | 4062321382476 | 0.027 | 0.023 | KG | 0.01 | CDM | 35 | 20 | 20 | MM | 73269098
8738650216 | Compression fitting GE08LM10x1EDOMDCF SP | Compression fitting GE08LM10x1EDOMDCF SP | Verschraubung GE 08LM10x1EDOMDCF SP | Compression fitting GE08LM10x1EDOMDCF SP | 28 | 47.73 | 4062321467821 | 0.021 | 0.017 | KG | 0.005 | CDM | 25 | 14 | 14 | MM | 73079910
8738650231 | Compression fitting EW 08LA3C SP | Compression fitting EW 08LA3C SP | Verschraubung EW 08LA3C SP | Compression fitting EW 08LA3C SP | 23 | 27.22 | 4062321382520 | 0.061 | 0.057 | KG | 0.024 | CDM | 55 | 30 | 20 | MM | 73079910
8738650245 | Screw fitting WH 08LRKDSOMDCF SP | Screw fitting WH 08LRKDSOMDCF SP | Verschraubung WH 08LRKDSOMDCF SP | Screw fitting WH 08LRKDSOMDCF SP | 29 | 53.54 | 4062321467890 | 0.103 | 0.099 | KG | 0.032 | CDM | 35 | 45 | 25 | MM | 73079910
8738651458 | Oil hose 836-4-RL (1,5M) SP | Oil hose 836-4-RL (1,5M) SP | Steckschlauch 836-4-RL (1,5M) SP | Oil hose 836-4-RL (1,5M) SP | 37 | 112.45 | 4062321384562 | 0.499 | 0.219 | KG | 0.121 | CDM | 285 | 390 | 15 | MM | 39173900
8738651502 | Gasbuis DN12 370mm MU22 SP | Tuyau gaz DN12 370mm MU22 SP | Gasschlauch DN12 370mm MU22 SP | Gas hose DN12 370mm MU22 SP | 44 | 222.48 | 4062321470487 | 0.118 | 0.112 | KG | 0.254 | CDM | 372 | 31 | 22 | MM | 83071000
8738652286 | Screw DIN 2510 L M12x65 (4x) SP | Screw DIN 2510 L M12x65 (4x) SP | Schraube DIN 2510 L M12x65 (4x) SP | Screw DIN 2510 L M12x65 (4x) SP | 29 | 53.54 | 4062321385972 | 0.426 | 0.42 | KG | 0.009 | CDM | 90 | 60 | 10 | MM | 73181548
8738652296 | Butterfly valve for VW engine SP | Butterfly valve for VW engine SP | Drosselklappe f. VW-Motor SP | Butterfly valve for VW engine SP | 52 | 416.66 | 4062321385996 | 1.003 | 0.903 | KG | 1.091 | CDM | 215 | 190 | 140 | MM | 84099100
8738652627 | Rod bearing MAN E0836 E302 "nat. gas" SP | Rod bearing MAN E0836 E302 "nat. gas" SP | Pleuellager MAN E0836 E302 "Erdgas" SP | Rod bearing MAN E0836 E302 "nat. gas" SP | 43 | 202.26 | 4062321386849 | 0.108 | 0.104 | KG | 0.106 | CDM | 90 | 60 | 40 | MM | 84833080
8738660741 | Service set bearing for Gen-AS 12kW SP | Service set bearing for Gen-AS 12kW SP | Service-Set Lager für Gen-AS 12kW IE2 SP | Service set bearing for Gen-AS 12kW SP | 59 | 728.13 | 4062321490041 | 2.431 | 2.066 | KG | 0.149 | CDM | 50 | 110 | 27 | MM | 84821090
8738662072 | Spare element ARCUSAFLEX ACT 2,3AT NY SP | Spare element ARCUSAFLEX ACT 2,3AT NY SP | Ersatzelement ARCUSAFLEX ACT 2,3AT NY SP | Spare element ARCUSAFLEX ACT 2,3AT NY SP | 61 | 815.79 | 4062321551315 | 2.1 | 2 | KG | 12.96 | CDM | 360 | 360 | 100 | MM | 84839089
8738662793 | EGHE Compact 36/10 EN12 SP | EGHE Compact 36/10 EN12 SP | AWT Compact 36/10 EN12 SP | EGHE Compact 36/10 EN12 SP | 103 | 5622.81 | 4062321592929 | 29.3 | 9.3 | KG | 30.221 | CDM | 380 | 330 | 241 | MM | 73089098 | Wijziging prijsgroep vanaf 29/07/26
8738662795 | Olie debiet reductie EN20 | Réducteur de débit d'huile EN20 | Reduzierung Öldurchfluss EN20 SP | Oil flow reduction EN20 SP | 61 | 815.79 | 4062321592936 | 0.62 | 0.32 | KG | 0.086 | CDM | 96 | 30 | 30 | MM | 73089098
8738663460 | Pakking 49x84x2mm Novamica Thermex SP | Joint 49x84x2mm Novamica Thermex SP | Dichtung 49x84x2mm Novami | Gasket 49x84x2mm Novamica Therme | 22 | 24.96 | 4062321620011 | 0.014 | 0.013 | KG | 0.008 | CDM | 84 | 84 | 2 | MM | 68149000
8738663463 | O-Ring 20x3,0mm SP | O-Ring 20x3,0mm SP | O-Ring 20x3,0mm SP | O-ring 20x3,0mm SP | 10 | 3.52 | 4062321620028 | 0.011 | 0.001 | KG | 0.001 | CDM | 90 | 60 | 1 | MM | 40169300
8738663472 | O-Ring 50x3,0mm SP | O-Ring 50x3,0mm SP | O-Ring 50x3,0mm SP | O-ring 50x3,0mm SP | 10 | 3.52 | 4062321620103 | 0.003 | 0.002 | KG | 0.008 | CDM | 50 | 50 | 3 | MM | 40169300
8738663478 | Pakking 55x88x2mm Novamica Thermex SP | Joint 55x88x2mm Novamica Thermex SP | Dichtung 55x88x2mm Novami | Gasket 55x88x2mm Novamica Therme | 22 | 24.96 | 4062321620165 | 0.016 | 0.015 | KG | 0.01 | CDM | 90 | 90 | 2 | MM | 68149000
8738664253 | Piston DMR108 (MAN E08xx) SP | Piston DMR108 (MAN E08xx) SP | Kolben DMR108 (MAN E08xx) SP | Piston DMR108 (MAN E08xx) SP | 64 | 977.58 | 4062321695712 | 2.126 | 2.036 | KG | 1.19 | CDM | 108 | 108 | 102 | MM | 84099900
8738667262 | Industrial motor VW 2.0 (CBS) UEB NZK SP | Industrial motor VW 2.0 (CBS) UEB NZK SP | Industriemotor VW 2.0 (CBS) UEB NZK SP | Industrial motor VW 2.0 (CBS) UE | 109 | 7901.62 | 4062321795597 | 154 | 140 | KG | 166.77 | CDM | 545 | 450 | 680 | MM | 84039090
0258003141 | Lambdasonde 0-1V SP | Sonde lambda 0-1V SP | Lambdasonde 0-1V SP | Lambda probe 0-1V SP | 43 | 202.26 | 3165141861891 | 0.231 | 0.18 | KG | 0.617 | CDM | 137 | 100 | 45 | MM | 90271090
8738658677 | Gasket 169x217x2mm Novapress Basic SP | Gasket 169x217x2mm Novapress Basic SP | Dichtung 169x217x2mm Novapress Basic SP | Gasket 169x217x2mm Novapress Basic SP | 21 | 22.92 | 4062321362003 | 0.063 | 0.055 | KG | 0.094 | CDM | 217 | 217 | 2 | MM | 59119099
8738659798 | Batterij 12V SBL150-12i SP | Batterie 12V SBL150-12i SP | Bleibatterie 12V SBL150-12i SP | Lead battery 12V SBL150-12i SP | 55 | 538.01 | 4062321565367 | 0.029 | 0.025 | KG | 19.666 | CDM | 482 | 170 | 240 | MM | 84039090
8738663410 | VPN Router ERT50-B SP | VPN Router ERT50-B SP | VPN Router ERT50-B SP | VPN Router ERT50-B SP | 59 | 728.13 | 4062321623920 | 0.135 | 0.128 | KG | 0.166 | CDM | 162 | 120 | 48 | MM | 85176200
8734020008 | Emergency Stop Switchgear SentryBSR10 SP | Emergency Stop Switchgear SentryBSR10 SP | Not-Aus Schaltgerät Sentry BSR10 SP | Emergency Stop Switchgear Sentry | 51 | 384.3 | 4062321817985 | 0.251 | 0.19 | KG | 0.5 | CDM | 31 | 125 | 129 | MM | 85364900
8738650513 | Gasket 220x262x2mm Novaform SK SP | Gasket 220x262x2mm Novaform SK SP | Dichtung 220x262x2mm Novaform SK SP | Gasket 220x262x2mm Novaform SK SP | 30 | 59.86 | 4062321382827 | 0.07 | 0.066 | KG | 0.14 | CDM | 265 | 265 | 2 | MM | 59119099
8738652574 | EGHE L-20L-150/1500-1H-400-PS 32 kW SP | EGHE L-20L-150/1500-1H-400-PS 32 kW SP | AWT L-20L-150/1500-1H-400-PS 32 kW SP | EGHE L-20L-150/1500-1H-400-PS 32 kW SP | 106 | 6701.54 | 4062321386788 | 77.2 | 65.62 | KG | 216 | CDM | 400 | 1800 | 300 | MM | 84195080
8738654096 | Exhaust gas T-piece Condens col.EN70 SP | Exhaust gas T-piece Condens col.EN70 SP | Abgas T-Stück Kondensatsammler EN70 SP | Exhaust gas T-piece Condens col.EN70 SP | 64 | 977.58 | 4062321390815 | 6.96 | 6.7 | KG | 7.211 | CDM | 230 | 190 | 165 | MM | 73072910
8738658666 | Gasket 80x126x2mm Novaform SK SP | Gasket 80x126x2mm Novaform SK SP | Dichtung 80x126x2mm Novaform SK SP | Gasket 80x126x2mm Novaform SK SP | 21 | 22.92 | 4062321361914 | 0.126 | 0.025 | KG | 0.032 | CDM | 126 | 126 | 2 | MM | 59119099
8738663473 | Gasket 220x262x2mm Novaform SK SP | Gasket 220x262x2mm Novaform SK SP | Dichtung 220x262x2mm Nova | Gasket 220x262x2mm Novaform SK S | 29 | 53.54 | 4062321620110 | 0.067 | 0.057 | KG | 0.115 | CDM | 262 | 220 | 2 | MM | 68069000
8738667813 | Dichting 417x353x2 Novamica Thermex SP | Joint 417x353x2 Novamica Thermex SP | Dichtung 417x353x2 Novamica Thermex SP | Gasket 417x353x2 Novamica Thermex SP | 42 | 182.04 | - | 0.087 | 0.083 | KG | 0.335 | CDM | 409 | 409 | 2 | MM | 68149000
8738667841 | Schroef DIN933,M10x35 1.4980(4x)SP | Vis DIN933,M10x35 1.4980(4x)SP | Sechskantschr.DIN933,M10x35 1.4980(4x)SP | HexagonalscrewDIN933,M10x35 1.4980(4x)SP | 39 | 132.96 | 4062321773298 | 0.12 | 0.116 | KG | 0.013 | CDM | 42 | 17 | 18.9 | MM | 73181575
8738667842 | Moer DIN934,M10 1.4980 (4x)SP | Ecrou DIN934,M10 1.4980 (4x)SP | Sechskantmutter DIN934,M10 1.4980 (4x)SP | Hexagon nut DIN934, M10 1.4980 (4x) SP | 37 | 112.45 | 4062321773304 | 0.043 | 0.04 | KG | 0.003 | CDM | 18.72 | 17 | 8.4 | MM | 73181639
8738649399 | Dichting 0226 SP | Joint 0226 SP | Ölwannendichtung 0226 SP | Oil pan gasket 0226 SP | 42 | 182.04 | 4062321380250 | 0.243 | 0.23 | KG | 0.842 | CDM | 850 | 3 | 330 | MM | 84842000
8738650084 | Koppeling 1/2" IG MS SP | Raccord 1/2" IG MS SP | Kupplung 1/2" IG MS SP | Clutch 1/2" IS brass SP | 40 | 145.62 | 4062321467524 | 0.411 | 0.407 | KG | 0.145 | CDM | 44 | 44 | 75 | MM | 84836020
8738650085 | Nippel 1/2" IG MS SP | Nipple 1/2" IG MS SP | Verschlussnippel 1/2" IG MS SP | Self-sealing plug 1/2" IS brass SP | 32 | 73.62 | 4062321467531 | 0.123 | 0.119 | KG | 0.032 | CDM | 26 | 26 | 48 | MM | 87089997
8738650239 | Knelfitting GEV 10x3/8" SP | Raccord à compression GEV 10x3/8" SP | Verschraubung GEV 10x3/8" SP | Compression fitting GEV 10x3/8" SP | 18 | 16.32 | 4062321382551 | 0.094 | 0.09 | KG | 0.023 | CDM | 40 | 25 | 25 | MM | 73079910
8738654815 | Slangleiding 1SNEHTDN08x520 SP | Conduite flexible 1SNEHTDN08x520 SP | Schlauchleitung 1SNEHTDN08x520 SP | Hose line 1SNEHTDN08x520 SP | 31 | 66.74 | 4062321541439 | 0.275 | 0.261 | KG | 0.117 | CDM | 230 | 190 | 20 | MM | 40092200
8738660018 | Relatieve druktransmitter type 525 SP | Transmetteur de pression relative type 5 | Relativdrucktransmitter Typ 525 SP | Relative pressure transmitter type525 SP | 47 | 291.25 | 4062321387600 | 0.334 | 0.33 | KG | 0.88 | CDM | 160 | 110 | 50 | MM | 90262020
8738662696 | Rookgaskatalysator vr DN200/DN80 leiding | Catalys.de gaz d'échappmnt pr DN200/DN80 | LT ABG KAT-G DN200/DN80 SP | Pipe exhaust gas cathousingDN200/DN80 SP | 89 | 2979.97 | 4062321580650 | 14.118 | 12 | KG | 45.75 | CDM | 290 | 493 | 320 | MM | 73089098
8734020020 | Pulse pick-up M12x1x100-60mm SP | Pulse pick-up M12x1x100-60mm SP | Impulsaufnehmer M12x1x100-60mmSP | Pulse pick-up M12x1x100-60mm SP | 53 | 453.07 | 4062321876401 | 0.056 | 0.05 | KG | 0.111 | CDM | 255 | 19 | 23 | MM | 90251900
8738658681 | Cu-ring 21x30mm SP | Cu-ring 21x30mm SP | Kupferdichtring 21x30mm SP | Cu-ring 21x30mm SP | 13 | 7.69 | 4062321361297 | 0.01 | 0.004 | KG | 0.001 | CDM | 30 | 30 | 1 | MM | 74152100
8738660022 | Lead battery GF 12 065 Y 12V 65Ah SP | Lead battery GF 12 065 Y 12V 65Ah SP | Bleibatterie Gel GF 12 065 Y 12V 65Ah SP | Lead battery GF 12 065 Y 12V 65Ah SP | 57 | 632.4 | 4062321387648 | 26.8 | 22.78 | KG | 11.737 | CDM | 353 | 175 | 190 | MM | 85044060
8738658680 | Gasket 141x192x2mm Novamica Thermex SP | Gasket 141x192x2mm Novamica Thermex SP | Dichtung 141x192x2mm Novamica Thermex SP | Gasket 141x192x2mm Novamica Thermex SP | 31 | 66.74 | 4062321361280 | 0.042 | 0.04 | KG | 0.073 | CDM | 191 | 191 | 2 | MM | 68149000
8738649388 | Pakking koelwater MAN 28xx (2x) SP | Joint eau de refroidissem MAN 28xx (2x)S | Dichtung Kühlwasser MAN 28xx (2x) SP | Gasket cooling water MAN 28xx (2x) SP | 32 | 73.62 | 4062321380175 | 0.03 | 0.028 | KG | 0.048 | CDM | 190 | 120 | 5 | MM | 68159100
8738649527 | O-ring gewone leiding MAN 2866 (2x) SP | Conduit lisse à joint torique MAN 2866 | O-Ring Steckrohr MAN 2866 (2x) SP | O-ring plain conduit MAN 2866 (2x) SP | 40 | 145.62 | 4062321380885 | 0.007 | 0.006 | KG | 0.011 | CDM | 70 | 50 | 3 | MM | 40169300
8738651162 | Koelwaterslang 8x3,5mm DN6 1(1,5M)SP | Tuyau d'eau de refroidissement 8x3,5mm D | Aderendhülse 1mm²x8mm isoliert 10x SP | Ferrule 1mm²x8mm insulated 10x SP | 18 | 16.32 | 4062321384029 | 0.005 | 0.001 | KG | 0.001 | CDM | 14 | 3 | 3 | MM | 85369010
8738651049 | Kabel H05V-K 1,0mm² dark blue (5M) SP | Cable H05V-K 1,0mm² dark blue (5M) SP | Aderltg. H05V-K 1,0mm² dunkelb. (5M) SP | Cable H05V-K 1,0mm² dark blue (5M) SP | 22 | 24.96 | 4062321383862 | 0.063 | 0.06 | KG | 0.135 | CDM | 195 | 165 | 5 | MM | 85444995
8738651082 | Cable H05V-K 1,0mm² blue/white (5M) SP | Cable H05V-K 1,0mm² blue/white (5M) SP | Aderltg. H05V-K 1,0mm² bla/weis (5M) SP | Cable H05V-K 1,0mm² blue/white (5M) SP | 25 | 32.89 | 4062321383923 | 0.069 | 0.065 | KG | 0.19 | CDM | 95 | 100 | 20 | MM | 85444995
8738652692 | Patch cable Cat.6 2xRJ45 EC6000 3m bl SP | Patch cable Cat.6 2xRJ45 EC6000 3m bl SP | Patchkabel Cat.6 2xRJ45 EC6000 3m bl SP | Patch cable Cat.6 2xRJ45 EC6000 3m bl SP | 24 | 29.93 | 4062321387112 | 0.117 | 0.111 | KG | 0.546 | CDM | 130 | 140 | 30 | MM | 85444210
8738651282 | Support rail OBO 2069/15 1,5GCL (0,2M)SP | Support rail OBO 2069/15 1,5GCL (0,2M)SP | Tragschiene OBO 2069/15 1,5GCL (0,2M) SP | Support rail OBO 2069/15 1,5GCL (0,2M)SP | 12 | 6.06 | 4062321384227 | 0.089 | 0.085 | KG | 0.525 | CDM | 1000 | 35 | 15 | MM | 73021050
8738651334 | Mounting rail 18x38mm TS8612.240 SP | Mounting rail 18x38mm TS8612.240 SP | Montageschiene 18x38mm TS8612.240 SP | Mounting rail 18x38mm TS8612.240 SP | 21 | 22.92 | 4062321384319 | 0.403 | 0.282 | KG | 0.367 | CDM | 340 | 60 | 18 | MM | 73021050
8738651332 | Tapping screw BZ 5,5x13 SZ2486500(10x)SP | Tapping screw BZ 5,5x13 SZ2486500(10x)SP | Blechschr. BZ 5,5x13 SZ 2486.500(10x) SP | Tapping screw BZ 5,5x13 SZ2486500(10x)SP | 23 | 27.22 | 4062321384302 | 0.034 | 0.03 | KG | 0.001 | CDM | 16 | 6 | 6 | MM | 73181491
8738660639 | Pakking 220x262x2mm Novamica Thermex | Joint 220x262x2mm Novamica Thermex | Dichtung 220x262x2mm Novamica Thermex SP | Gasket 220x262x2mm Novamica Thermex | - | - | 4062321489366 | 0.073 | 0.059 | KG | 0.137 | CDM | 262 | 262 | 2 | MM | 68149000 | Phased out
8738658665 | Dichting 90x142x2mm Novaphit SSTC SP | Joint 90x142x2mm Novaphit SSTC SP | Dichtung 90x142x2mm Novaphit SSTC SP | Gasket 90x142x2mm Novaphit SSTC SP | 23 | 27.22 | 4062321361907 | 0.104 | 0.03 | KG | 0.04 | CDM | 142 | 142 | 2 | MM | 68151900
8738652482 | Katalysator 3-weg Mine-X EN/CHP70 SP | Catalyseur 3 voies Mine-X EN/CHP70 SP | 3-Wege-Kat Mine-X EN/CHP70 SP | Catalyst 3-way Mine-X EN/CHP70 SP | 80 | 2049.57 | 4062321386511 | 4.625 | 3.931 | KG | 15.683 | CDM | 255 | 300 | 205 | MM | 84213200
8734020042 | Hole Average Cylinder Head 2876/2842 SP | Hole Average Cylinder Head 2876/2842 SP | Bohrg. Mittelwert Zyl-Kopf 2876/2842 SP | Hole Average Cylinder Head 2876/2842 SP | - | - | 4062321878641 | 13.5 | 13.15 | KG | 2.565 | CDM | 190 | 150 | 90 | MM | - | Phased out
8738649578 | Cylinder head gasket set MAN SP | Cylinder head gasket set MAN SP | Zylinderkopfdichtungss.2842/2866/2876 SP | Cylinder head gasket set MAN SP | 41 | 160.45 | 4062321381110 | 0.18 | 0.171 | KG | 0.504 | CDM | 280 | 200 | 9 | MM | 84099900
8738651904 | Cyl. head studs/cyl. head MAN 2842 SP | Cyl. head studs/cyl. head MAN 2842 SP | Zylinderkopfschraubensatz 2842 SP | Cyl. head studs/cyl. head MAN 2842 SP | 32 | 73.62 | 4062321385279 | 1.28 | 1.088 | KG | 1.448 | CDM | 195 | 135 | 55 | MM | 73181595
8734020014 | Gear rim for flywheel MAN 2866 SP | Gear rim for flywheel MAN 2866 SP | Zahnkranz f. Schwungrad MAN 2866 SP | Gear rim for flywheel MAN 2866 SP | 66 | 1078.7 | 4062321876371 | 7.7 | 4.7 | KG | 4.705 | CDM | 485 | 485 | 20 | MM | -
8738662743 | Holder Compact 36/10 V2 20 V2 part 2 SP | Holder Compact 36/10 V2 20 V2 part 2 SP | Halter Compact 36/10 V2 -20 V2 Teil 2 SP | Holder Compact 36/10 V2 20 V2 part 2 SP | 44 | 222.48 | 4062321592677 | 0.67 | 0.37 | KG | 4.5 | CDM | 200 | 150 | 150 | MM | 73089098
8738654811 | Slangleiding 1SNEHDN08x1150 SP | Conduite flexible 1SNEHDN08x1150 SP | Schlauchleitung 1SNEHDN08x1150 SP | Hose line 1SNEHDN08x1150 SP | 31 | 66.74 | 4062321412227 | 0.45 | 0.427 | KG | 1.587 | CDM | 230 | 230 | 30 | MM | 84039090
8738654812 | Slangleiding 1SNEHTDN08x570 SP | Conduite flexible 1SNEHTDN08x570 SP | Schlauchleitung 1SNEHTDN08x570 SP | Hose line 1SNEHTDN08x570 SP | 30 | 59.86 | 4062321412234 | 0.284 | 0.269 | KG | 1.036 | CDM | 260 | 240 | 20 | MM | 84039090
8738654804 | Slangleiding 1SNEHTDN12x800 SP | Conduite flexible 1SNEHTDN12x800 SP | Schlauchleitung 1SNEHTDN12x800 SP | Hose line 1SNEHTDN12x800 SP | 31 | 66.74 | 4062321412210 | 0.506 | 0.5 | KG | 0.353 | CDM | 350 | 290 | 31 | MM | 84039090
8738650241 | Knelfitting EW 10LA3C SP | Raccord à compression EW 10LA3C SP | Verschraubung EW 10LA3C SP | Compression fitting EW 10LA3C SP | 26 | 36.29 | 4062321467876 | 0.083 | 0.079 | KG | 0.032 | CDM | 100 | 75 | 20 | MM | 84039090
8734020012 | SD-Card 2 GB TS2GSDC SP | SD-Card 2 GB TS2GSDC SP | SD-Card 2 GB TS2GSDC SP | SD card 2 GB TS2GSDC SP | 27 | 42.05 | 4062321839932 | 0.019 | 0.013 | KG | 0.078 | CDM | 130 | 100 | 6 | MM | 85235190
0258010285 | Lambdasonde LSF 4.2 SP | Lambdasonde LSF 4.2 SP | Lambdasonde LSF 4.2 SP | Lambda probe LSF 4.2 SP | 39 | 132.96 | 4047025388900 | 0.183 | 0.181 | KG | 0.625 | CDM | 130 | 37 | 130 | MM | 90271090
8738663290 | CAT Insert Element M240V1 SP | CAT Insert Element M240V1 SP | KAT Einschubelement M240V1 SP | CAT Insert Element M240V1 SP | - | - | 4062321640415 | 18 | 17 | KG | 29.795 | CDM | 396 | 396 | 190 | MM | 73072100 | Phased out
0242255545 | Ontstekingskaars FR3DII332 BOSCH SP | Bougie électrique FR3DII332 BOSCH SP | Zündkerze FR3DII332 BOSCH SP | Spark plug FR3DII332 BOSCH SP | - | - | 4062321884000 | 0.049 | 0.045 | KG | 0.046 | CDM | 87 | 25 | 21 | MM | 85111000 | Phased out | 0242255549
8738650716 | Ontstekingsopnemer M16x1,5x76mm SP | Capteur d'allumage M16x1,5x76mm SP | Impulsaufnehmer M16x1,5x76mm SP | Ignition pickup M16x1,5x76mm SP | 56 | 585.2 | 4062321383206 | 0.297 | 0.282 | KG | 1.35 | CDM | 245 | 190 | 29 | MM | 84039090
8734020019 | Pressure sensors PV7004 w.IO-Link 3barSP | Pressure sensors PV7004 w.IO-Link 3barSP | Druckschalter PV7004 mit IO-Link 3bar SP | Pressure sensors PV7004 w.IO-Link 3barSP | 56 | 585.2 | - | 0.066 | 0.06 | KG | 0.087 | CDM | 33 | 33 | 80 | MM | -
8738658837 | Ventura Scout 706 OPB V3 SP | Ventura Scout 706 OPB V3 SP | Ventura Scout 706 OPB V3 SP | Ventura Scout 706 OPB V3 SP | - | - | 4062321504748 | 1.121 | 0.952 | KG | 16.065 | CDM | 250 | 240 | 105 | MM | 84039090 | Phased out
8738651163 | Huls 0,5mm²x8mm geïsoleerd 10x SP | Embout 0,5mm²x8mm isolé 10x SP | Aderendhülse 0,5mm²x8mm isoliert 10x SP | Ferrule 0,5mm²x8mm insulated 10x SP | 18 | 16.32 | 4062321384036 | 0.005 | 0.001 | KG | 0.001 | CDM | 50 | 35 | 3 | MM | 85369010
8738659986 | Kaaskop scw ISO1207 M 4x16 (4x) SP | Vis à tête cylindriq ISO1207 M 4x16 (4x | Zylinderschr. ISO 1207 M4x16 VZ (4x) SP | Cheese-head scw ISO1207 M 4x16 (4x) SP | 20 | 20.5 | 4062321387334 | 0.012 | 0.008 | KG | 0.001 | CDM | 18 | 7 | 4 | MM | 73181558
8738658854 | Gassensor MF420TOX CO-A SP | Capteur de gaz MF420TOX CO-A SP | Gas-Meßfühler MF420TOX CO-A SP | Gas sensor MF420TOX CO-A SP | 56 | 585.2 | 4062321489281 | 0.41 | 0.32 | KG | 0.704 | CDM | 82 | 82 | 100 | MM | 90271010
8738662833 | Pijp EGHE naar EGHE int SP | Tube EGHE à EGHE int SP | LT AWT zu AWT int SP | Pipe EGHE to EGHE int SP | 89 | 2979.97 | 4062321593209 | 1.821 | 1.547 | KG | 30.467 | CDM | 310 | 312 | 315 | MM | 84039090
8738649349 | Erdgasmischer VW SP | Natural gas mixer VW SP | Erdgasmischer VW SP | Natural gas mixer VW SP | 53 | 453.07 | 4062321380076 | 0.65 | 0.552 | KG | 5.175 | CDM | 205 | 153 | 165 | MM | 90251900
8738652257 | Gasregelventil GB-LE 055 D01 S40 SP | Gas valve GB-LE 055 D01 S40 SP | Gasregelventil GB-LE 055 D01 S40 SP | Gas valve GB-LE 055 D01 S40 SP | 50 | 357.33 | 4062321385934 | 0.99 | 0.9 | KG | 0.643 | CDM | 154 | 220 | 160 | MM | 84818099
8734020032 | Exh.gas insul. Pipe motor toKAT EN70V1SP | Exh.gas insul. Pipe motor toKAT EN70V1SP | Abgasisolierung LT Motor zu KAT EN70V1SP | Exh.gas insul. Pipe motor toKAT EN70V1SP | 69 | 1240.52 | 4062321876432 | 9.86 | 8.381 | KG | 126 | CDM | 620 | 300 | 400 | MM | 84039090
8734020033 | Exh.gas insul. cat-housing EN70V1 SP | Exh.gas insul. cat-housing EN70V1 SP | Abgasisolierung ABG KAT-G EN70V1 SP | Exh.gas insul. cat-housing EN70V1 SP | 62 | 876.45 | 4062321876449 | 5.7 | 4.845 | KG | 64 | CDM | 400 | 320 | 400 | MM | 84039090
8738649375 | Bougie Denso GE3-1SP | Bougie Denso GE3-1SP | Zündkerze Denso GE3-1 SP | Spark plug Denso GE3-1 SP | 34 | 87.65 | 4062321466169 | 0.062 | 0.058 | KG | 0.053 | CDM | 85 | 25 | 25 | MM | 85111000
8738650841 | Koelmiddeldrukschakelaar 0,2-2,5bar SP | Pressostat de liquide de refroidissement | Druckschalter DCMV3 0,2-2,5bar SP | Coolant pressure switch 0,2-2,5bar SP | 50 | 357.33 | 4062321383442 | 0.58 | 0.493 | KG | 3.42 | CDM | 180 | 200 | 95 | MM | 85365080 | Wijziging prijsgroep vanaf 29/07/26
8738649532 | Threadlocker Loctite 648 green SP | Threadlocker Loctite 648 green SP | Schraubensicherung Loctite 648 grün SP | Threadlocker Loctite 648 green SP | 36 | 102.88 | 4062321380908 | 0.086 | 0.081 | KG | 0.302 | CDM | 160 | 70 | 27 | MM | 35069190
8738651397 | Loctite 518 50ml SP | Loctite 518 50ml SP | Loctite 518 50ml SP | Loctite 518 50ml SP | 36 | 102.88 | 4062321384401 | 0.069 | 0.065 | KG | 0.318 | CDM | 25 | 60 | 160 | MM | 35069190
8738649734 | Accupoolvet 50 g SP | Graisse pour bornes de batterie 50 g SP | Batteriepolfett 50 g SP | Battery terminal grease 50 g SP | 27 | 42.05 | 4062321381561 | 0.066 | 0.062 | KG | 0.177 | CDM | 153 | 40 | 29 | MM | 84039090
8738649712 | Accupool minus SP | Bornes de batterie minus SP | Batterieklemme minus SP | Battery terminal minus SP | 17 | 14.44 | 4062321381547 | 0.08 | 0.078 | KG | 0.06 | CDM | 60 | 50 | 20 | MM | 85369010
8738649711 | Accupool plus SP | Bornes de batterie plus SP | Batterieklemme plus SP | Battery terminal plus SP | 17 | 14.44 | 4062321381530 | 0.08 | 0.078 | KG | 0.06 | CDM | 60 | 50 | 20 | MM | 85369010
8738660002 | Liqui Moly motorbeschermer SP | Conservateur de moteur Liqui Moly SP | Liqui Moly Motor- Innen- Konservierun SP | Liqui Moly Engine Preserver SP | 28 | 47.73 | 4062321387471 | 0.39 | 0.3 | KG | 0.624 | CDM | 57 | 57 | 190 | MM | 84039090
8738650471 | Afdichtingspasta Spezial G/LPS 250g SP | Pâte d'étanchéité Spezial G/LPS 250g SP | Locher-Paste Spezial G/LPS 250g SP | Sealing paste Spezial G/LPS 250g SP | 25 | 32.89 | 4062321468187 | 0.278 | 0.264 | KG | 9.136 | CDM | 222 | 45 | 40 | MM | 84039090
8738652052 | Siliconenkit SUPER RTV 200ml SP | Mastic silicone SUPER RTV 200ml SP | Silikondichtmasse SUPER-RTV 200ml SP | Silicone sealant SUPER RTV 200ml SP | 34 | 87.65 | 4062321385507 | 0.34 | 0.323 | KG | 0.6 | CDM | 50 | 60 | 200 | MM | 32141010
8738649733 | Dichting MTU SP | Joint MTU SP | Dichtmasse MTU SP | Sealant MTU SP | 35 | 95.06 | 4062321466893 | 0.205 | 0.195 | KG | 0.334 | CDM | 139 | 49 | 49 | MM | 84039090
8738660646 | Seal kit pump TPE 50-120 SP | Seal kit pump TPE 50-120 SP | Dichtungssatz Pumpe TPE 50-120 SP | Seal kit pump TPE 50-120 SP | 54 | 493.52 | 4062321489427 | 0.13 | 0.106 | KG | 0.288 | CDM | 60 | 60 | 80 | MM | 84039090
8738650583 | Seal kit pump TP 40-60/4 SP | Seal kit pump TP 40-60/4 SP | Dichtungssatz Pumpe TP 40-60/4 SP | Seal kit pump TP 40-60/4 SP | 54 | 493.52 | 4062321468392 | 0.344 | 0.338 | KG | 0.894 | CDM | 204 | 137 | 32 | MM | 84039090
8738652266 | Steeksleuteldop 1/2" SW16 SP | Douille de clé 1/2" SW16 SP | Steckschlüsseleinsatz 1/2" SW16 SP | Wrench socket 1/2" SW16 SP | 26 | 36.29 | 4062321472092 | 0.1 | 0.094 | KG | 0.087 | CDM | 100 | 70 | 23 | MM | 84039090
8738652268 | Steeksleuteldop 1/2" SW21 SP | Douille de clé 1/2" SW21 SP | Steckschlüsseleinsatz 1/2" SW21 SP | Wrench socket 1/2" SW21 SP | 28 | 47.73 | 4062321472108 | 0.146 | 0.14 | KG | 0.139 | CDM | 165 | 29 | 29 | MM | 84039090
8738651405 | Loctite 243 50ml SP | Loctite 243 50ml SP | Loctite 243 50ml SP | Loctite 243 50ml SP | 26 | 36.29 | 4062321470272 | 0.08 | 0.076 | KG | 0.237 | CDM | 55 | 28 | 154 | MM | 35069190
8738652230 | Loctite 5772 50ml SP | Loctite 5772 50ml SP | Loctite 5772 50ml SP | Loctite 5772 50ml SP | 41 | 160.45 | 4062321385866 | 0.091 | 0.086 | KG | 0.224 | CDM | 140 | 40 | 40 | MM | 35069190
8738651401 | Loctite 270 50ml SP | Loctite 270 50ml SP | Loctite 270 50ml SP | Loctite 270 50ml SP | 34 | 87.65 | 4062321470265 | 0.079 | 0.075 | KG | 0.206 | CDM | 160 | 60 | 25 | MM | 35069190
8738656991 | Blinde klinknagel 4x8 ECPW | Rivet aveugle 4x8 ECPW | Blindnitte - 4x8 ECPW | Blind rivets 4x8 ECPW | 10 | 3.52 | 4062321337728 | 0.003 | 0.002 | KG | 0.002 | CDM | 40 | 7 | 7 | MM | 84039090
8738656992 | Blinde klinknagel 4x10 ECPW | Rivet aveugle 4x10 ECPW | Blindniete 4x10 ECPW | Blind rivets 4x10 ECPW | 10 | 3.52 | 4062321337735 | 0.1 | 0.002 | KG | 0.002 | CDM | 7 | 7 | 41 | MM | 84039090
8738656822 | Bougiebuis ECPW | Tube de bougie d'allumage ECPW | Zündkerzenhülse ECPW | Spark Plug Tube ECPW | 24 | 29.93 | 4062321336035 | 0.2 | 0.015 | KG | 0.067 | CDM | 37 | 37 | 55 | MM | 84039090
8738651394 | Smeermetaalspray 400ml SP | Spray métallique lubrifiant 400ml SP | Gleitmetall-Spray 400ml SP | Lubricating metal spray 400ml SP | 33 | 80.64 | 4062321384388 | 0.381 | 0.377 | KG | 0.88 | CDM | 200 | 65 | 65 | MM | 84039090
8738651391 | Torsion Spray 400ml SP | Torsion Spray 400ml SP | Torsion-Spray 400ml SP | Torsion Spray 400ml SP | 32 | 73.62 | 4062321384371 | 0.374 | 0.37 | KG | 0.88 | CDM | 66 | 66 | 200 | MM | 84039090
8738651390 | Spray primer grey 400ml SP | Spray primer grey 400ml SP | Grundierspray grau 400ml SP | Spray primer grey 400ml SP | 26 | 36.29 | 4062321470258 | 0.436 | 0.432 | KG | 0.88 | CDM | 202 | 66 | 66 | MM | 84039090
8738650605 | Start spray 300ml SP | Start spray 300ml SP | Starthilfespray 300ml SP | Start spray 300ml SP | 25 | 32.89 | 4062321468446 | 0.268 | 0.264 | KG | 0.706 | CDM | 58 | 58 | 210 | MM | 84039090
8738651406 | Quick cleaning SP | Quick cleaning SP | Bremsenreiniger 500ml SP | Quick cleaning SP | 24 | 29.93 | 4062321384432 | 0.52 | 0.48 | KG | 1.045 | CDM | 240 | 63 | 63 | MM | 84039090
8738650010 | Reserve-element Centaflex D 220-60 SP | Élément de rechange Centaflex D 220-60 S | Ersatzelement Centaflex D 220-60 SP | Spare element Centaflex D 220-60 SP | 43 | 202.26 | 4062321382162 | 0.549 | 0.521 | KG | 0.467 | CDM | 240 | 170 | 30 | MM | 84039090
8738649849 | PHE CB30-24H(V22) SP | PHE CB30-24H(V22) SP | PWT CB30-24H(V22) SP | PHE CB30-24H(V22) SP | 53 | 453.07 | 4062321381790 | 4.1 | 3.6 | KG | 2.787 | CDM | 313 | 137 | 65 | MM | 84195080
8738663477 | Cu-ring 21x30mm annealed SP | Cu-ring 21x30mm annealed SP | Kupferdichtring 21x30mm g | Cu-ring 21x30mm annealed SP | 15 | 10.93 | 4062321620158 | 0.014 | 0.004 | KG | 0.001 | CDM | 30 | 30 | 1 | MM | 84039090
8738652649 | Pump Magna3 25-60 180 230V SP | Pump Magna3 25-60 180 230V SP | Pumpe Magna3 25-60 180 230V SP | Pump Magna3 25-60 180 230V SP | 66 | 1078.7 | 4062321386917 | 5.948 | 5.055 | KG | 13.701 | CDM | 235 | 220 | 265 | MM | 84137030
8738649796 | GENIbus module 96236335 SP | GENIbus module 96236335 SP | GENIbus-Modul 96236335 SP | GENIbus module 96236335 SP | 45 | 244.05 | 4062321466985 | 0.55 | 0.5 | KG | 23.04 | CDM | 200 | 120 | 115 | MM | 85371098
8734020013 | Aanslagstangschroef MAN 0834/0836 SP | Vis de bielle MAN 0834/0836 SP | Pleuelschraube MAN 0834/0836 (4x) SP | Connecting rod screw MAN 0834/0836 SP | 35 | 95.06 | 4062321876364 | 0.21 | 0.204 | KG | 0.253 | CDM | 72 | 80 | 44 | MM | 90329000
8738650948 | Kabeltemperatuursensor PT100 3000mm SP | Sonde de température à câble PT100 3000m | Kabeltemperaturfühler PT100 3000mm SP | Cable temperature sensor PT100 3000mm SP | 31 | 66.74 | 4062321383664 | 0.111 | 0.105 | KG | 0.273 | CDM | 250 | 175 | 15 | MM | 90251900
8738652042 | Kabeltemperatuursensor PT100 6000mm SP | Sonde de température à câble PT100 6000m | Kabeltemperaturfühler PT100 6000mm SP | Cable temperature sensor PT100 6000mm SP | 31 | 66.74 | 4062321385477 | 0.217 | 0.206 | KG | 0.756 | CDM | 210 | 180 | 20 | MM | 90251900
8738651256 | Veerklem 2,5 mm² grijs SP | Borne à ressort 2,5 mm² grise SP | Zugfederklemme 2,5mm² grau SP | Spring-cage terminal 2.5mm² grey SP | 17 | 14.44 | 4062321384197 | 0.037 | 0.033 | KG | 0.012 | CDM | 71 | 35 | 5 | MM | 84031090
8738656649 | Geïsoleerde eindhulzen 0,75 ECPW | Cosses d’extrémité isolées 0,75 ECPW | Terminalrohr 0,75 isoliert ECPW | End terminals 0,75 isolated ECPW | 10 | 3.52 | 4062321334307 | 0.014 | 0.01 | KG | 0.24 | CDM | 4 | 4 | 15 | MM | 84031090
8738652039 | Label operator terminal MWM SP | Étiquette pour borne opérateur MWM SP | Folienaufkleber Bedienterminal MWM SP | Label operator terminal MWM SP | 37 | 112.45 | 4062321471507 | 0.013 | 0.007 | KG | 0.018 | CDM | 195 | 92 | 1 | MM | 84031090
8738651240 | Euroklem 10 mm² SP | Borne Euro 10 mm² SP | Euro-Klemme 10mm² SP | Euro terminal 10mm² SP | 24 | 29.93 | 4062321470036 | 0.087 | 0.083 | KG | 0.061 | CDM | 141 | 24 | 18 | MM | 85369010
8738651253 | Markeringsstrippen voor aansluitblokken KLM SP | Marqueurs de bloc de jonction KLM SP | Klemmenleistenmarker KLM SP | Terminal block markers KLM SP | 30 | 59.86 | 4062321470074 | 0.005 | 0.001 | KG | 0.005 | CDM | 28 | 22 | 8 | MM | 84031090
8738651236 | Euroklem 1,5 mm² SP | Borne Euro 1,5 mm² SP | Euro-Klemme 1,5mm² SP | Euro terminal 1,5mm² SP | 16 | 12.66 | 4062321470029 | 0.046 | 0.042 | KG | 0.008 | CDM | 91 | 6 | 15 | MM | 85369010
8738652255 | Aansluitdoos voor GB-LE 055 SP | Boîte de jonction pour GB-LE 055 SP | Anschlussbox für GB-LE 055 SP | Terminal box for GB-LE 055 SP | 32 | 73.62 | 4062321472054 | 0.044 | 0.04 | KG | 1.224 | CDM | 170 | 160 | 45 | MM | 84031090
8738652199 | Aansluitdoos PK 9509.000 SP | Boîte de jonction PK 9509.000 SP | Klemmenkasten PK 9509.000 SP | Terminal box PK 9509.000 SP | 42 | 182.04 | 4062321412050 | 0.355 | 0.265 | KG | 0.99 | CDM | 130 | 95 | 82 | MM | 84031090
8738659993 | Eindklem KL9010 SP | Borne d’extrémité KL9010 SP | Endklemme KL9010 SP | End terminal KL9010 SP | 28 | 47.73 | 4062321387389 | 0.054 | 0.05 | KG | 0.082 | CDM | 105 | 75 | 18 | MM | 84031090
8738651041 | Kabel H05V-K 1,0 mm² groen/geel (5M) SP | Cable H05V-K 1,0mm² green/yellow (5M) SP | Aderleitung H05V-K 1,0mm² gn/ge (5M) SP | Cable H05V-K 1,0mm² green/yellow (5M) SP | 21 | 22.92 | 4062321383824 | 0.075 | 0.071 | KG | 0.103 | CDM | 180 | 190 | 3 | MM | 85444995
8738651054 | Kabel H05V-K 1,0 mm² bruin (10M) SP | Cable H05V-K 1,0mm² brown (10M) SP | Aderleitung H05V-K 1,0mm² braun (10M) SP | Cable H05V-K 1,0mm² brown (10M) SP | 31 | 66.74 | 4062321469658 | 1.03 | 0.31 | KG | 0.004 | CDM | 1000 | 2 | 2 | MM | 85444995
8738651040 | Kabel H05V-K 0,5 mm² paars (10M) SP | Cable H05V-K 0,5mm² purple (10M) SP | Aderleitg.H05V-K 0,5mm² violett (10M) SP | Cable H05V-K 0,5mm² purple (10M) SP | 20 | 20.5 | 4062321540456 | 0.82 | 0.1 | KG | 0.004 | CDM | 1000 | 2 | 2 | MM | 85444995
8738651048 | Kabel H05V-K 1,0 mm² wit (10x) SP | Câble H05V-K 1,0 mm² blanc (10x) SP | Aderleitung H05V-K 1,0mm² weiss (10x) SP | Cable H05V-K 1,0mm² white (10x) SP | 26 | 36.29 | 4062321383855 | 0.134 | 0.127 | KG | 0.434 | CDM | 170 | 170 | 15 | MM | 85444995
8738651159 | Ringkabelschoen 1,5-2,5 mm² 630/6 (10x) SP | Cosse ronde 1,5-2,5 mm² 630/6 (10x) SP | Ringkabelschuh 1,5-2,5mm² 630/6 (10x) SP | Ring cable lug 1,5-2,5mm² 630/6 (10x) SP | 17 | 14.44 | 4062321469870 | 0.114 | 0.11 | KG | 0.002 | CDM | 28 | 11 | 7 | MM | 85369010
8738651083 | Kabel H07V-K 2,5 mm² blauw/wit (10M) SP | Câble H07V-K 2,5 mm² bleu/blanc (10M) SP | Aderleitung H07V-K 2,5mm² bl/we (10M) SP | Cable H07V-K 2,5mm² blue/white (10M) SP | 19 | 18.48 | 4062321469696 | 1.02 | 0.3 | KG | 0.009 | CDM | 1000 | 3 | 3 | MM | 85444995
8738651067 | Kabel H07V-K 2,5 mm² zwart (10x) SP | Câble H07V-K 2,5 mm² noir (10x) SP | Aderleitung H07V-K 2,5mm² schw. (10x) SP | Cable H07V-K 2,5mm² black (10x) SP | 19 | 18.48 | 4062321383909 | 0.303 | 0.287 | KG | 0.009 | CDM | 1000 | 3 | 3 | MM | 85444995
8738651165 | Huls 2,5 mm²x8 mm geïsoleerd (10x) SP | Embout 2,5 mm²x8 mm isolé (10x) SP | Aderendhülse 2,5mm²x8mm isoliert(10x) SP | Ferrule 2,5mm²x8mm insulated (10x) SP | 21 | 22.92 | 4062321469887 | 0.005 | 0.001 | KG | 0.35 | CDM | 14 | 5 | 5 | MM | 85369010
8738651073 | Kabel H07V-K 2,5 mm² donkerblauw (15M) SP | Câble H07V-K 2,5 mm² bleu foncé (15M) SP | Aderleitung H07V-K 2,5mm² dklbl.(15M) SP | Cable H07V-K 2,5mm² dark blue (15M) SP | 21 | 22.92 | 4062321469689 | 0.447 | 0.424 | KG | 0.009 | CDM | 1000 | 3 | 3 | MM | 85444995
8738651059 | Kabel H07V-K 2,5 mm² paars (5M) SP | Cable H07V-K 2,5mm² purple (5M) SP | Aderleitg. H07V-K 2,5mm² violett (5M) SP | Cable H07V-K 2,5mm² purple (5M) SP | 21 | 22.92 | 4062321540470 | 0.87 | 0.15 | KG | 0.009 | CDM | 1000 | 3 | 3 | MM | 85444995
8738660753 | Stuurkabel JZ-500 7G2,5 mm² (5M) SP | Control cable JZ-500 7G2,5mm² (5M) SP | Steuerleitung JZ-500 7G2,5mm² (5M) SP | Control cable JZ-500 7G2,5mm² (5M) SP | 29 | 53.54 | 4062321541545 | 1.35 | 1.23 | KG | 0.121 | CDM | 1000 | 11 | 11 | MM | 85444995
8738652705 | Accu Bosch 12V 140Ah SP | Battery Bosch 12V 140Ah SP | Batterie Bosch 12V 145Ah SP | Battery Bosch 12V 140Ah SP | 51 | 384.3 | 4062321387174 | 37.618 | 31.975 | KG | 21.621 | CDM | 513 | 189 | 223 | MM | 84031090
8738651074 | Kabel H07V-K 4 mm² donkerblauw (10x) SP | Câble H07V-K 4 mm² bleu foncé (10x) SP | Aderltg. H07V-K 4mm² dunkelbl. (10x) SP | Cable H07V-K 4mm² dark blue (10x) SP | 20 | 20.5 | 4062321383916 | 1.44 | 0.72 | KG | 0.016 | CDM | 1000 | 4 | 4 | MM | 85444995
8738651044 | Kabel H07V-K 1,5 mm² blauw (10x) SP | Cable H07V-K 1,5mm² blue (10x) SP | Aderleitung H07V-K 1,5mm² blau (10x) SP | Cable H07V-K 1,5mm² blue (10x) SP | 17 | 14.44 | 4062321383848 | 0.2 | 0.19 | KG | 0.336 | CDM | 140 | 160 | 15 | MM | 85444995
8738651060 | Kabel H07V-K 1,5 mm² zwart (10x) SP | Cable H07V-K 1,5mm² black (10x) SP | Aderleitung H07V-K 1,5mm² schw. (10x) SP | Cable H07V-K 1,5mm² black (10x) SP | 15 | 10.93 | 4062321383893 | 0.195 | 0.185 | KG | 0.009 | CDM | 120 | 95 | 40 | MM | 85444995
8738651093 | Kabel H07V-K 1,5 mm² blauw/wit (5M) SP | Cable H07V-K 1,5mm² blue/white (5M) SP | Aderltg. H07V-K 1,5mm² blau/wei (5M) SP | Cable H07V-K 1,5mm² blue/white (5M) SP | 21 | 22.92 | 4062321383930 | 0.815 | 0.095 | KG | 0.009 | CDM | 1000 | 3 | 3 | MM | 85444995
8738651365 | Kabelsok 5-polig SP | Douille de câble 5 pôles SP | Kabeldose 5-pol. SP | Cable socket 5-pole SP | 29 | 53.54 | 4062321470227 | 0.052 | 0.048 | KG | 0.024 | CDM | 70 | 20 | 20 | MM | 84031090
8738651141 | Buisvormige kabelschoen 35 mm² 10 mm (2x) SP | Cosse tubulaire 35 mm² 10 mm (2x) SP | Rohrkabelschuh 35mm² 10mm (2x) SP | Tubular cable lug 35mm² 10mm (2x) SP | 30 | 59.86 | 4062321469825 | 0.046 | 0.042 | KG | 0.013 | CDM | 50 | 60 | 14 | MM | 85369010
8738651066 | Kabel H07V-K 10 mm² zwart (10M) SP | Câble H07V-K 10 mm² noir (10M) SP | Aderleitung H07V-K 10mm² schw. (10M) SP | Cable H07V-K 10mm² black (10M) SP | 30 | 59.86 | 4062321540777 | 1.82 | 1.1 | KG | 0.049 | CDM | 1000 | 7 | 7 | MM | 85444995
8738651104 | Stuurkabel JZ-500 7G1,5 mm² (5M) SP | Control cable JZ-500 7G1,5mm² (5M) SP | Steuerleitung JZ-500 7G1,5mm² (5M) SP | Control cable JZ-500 7G1,5mm² (5M) SP | 28 | 47.73 | 4062321383961 | 1.53 | 0.81 | KG | 0.081 | CDM | 220 | 220 | 50 | MM | 85444995
8738651106 | Stuurkabel JZ-500 3G1 mm² (6M) SP | Control cable JZ-500 3G1mm² (6M) SP | Steuerleitung JZ-500 3G1mm² (6M) SP | Control cable JZ-500 3G1mm² (6M) SP | 30 | 59.86 | 4062321469764 | 1.2 | 0.48 | KG | 0.036 | CDM | 1000 | 6 | 6 | MM | 85444995
8738651102 | Stuurkabel JZ-500 4G1,5 mm² (5M) SP | Control cable JZ-500 4G1,5mm² (5M) SP | Steuerleitung JZ-500 4G1,5mm² (5M) SP | Control cable JZ-500 4G1,5mm² (5M) SP | 30 | 59.86 | 4062321469757 | 1.305 | 0.585 | KG | 0.049 | CDM | 1000 | 7 | 7 | MM | 85444995
8738651064 | Kabel H07V-K 4 mm² paars (5M) SP | Cable H07V-K 4mm² purple (5M) SP | Aderleitung H07V-K 4mm² violett (5M) SP | Cable H07V-K 4mm² purple (5M) SP | 32 | 73.62 | 4062321469665 | 0.955 | 0.235 | KG | 0.016 | CDM | 1000 | 4 | 4 | MM | 85444995
8738651123 | Rubberen kabel NSGAFÖU 4 mm² zwart (15M) SP | Câble en caoutchouc NSGAFÖU 4 mm² noir | Gummiaderltg.NSGAFÖU 4mm² schwz.(15M) SP | Rubber cable NSGAFÖU 4mm² black (15M) SP | 30 | 59.86 | 4062321540517 | 2.19 | 1.47 | KG | 0.049 | CDM | 1000 | 7 | 7 | MM | 84031090
8738651170 | Huls 10 mm²x12 mm geïsoleerd (10x) SP | Embout 10 mm²x12 mm isolé (10x) SP | Aderendhülse 10mm²x12mm isoliert(10x) SP | Ferrule 10mm²x12mm insulated (10x) SP | 30 | 59.86 | 4062321469900 | 0.018 | 0.014 | KG | 0.001 | CDM | 22 | 8 | 8 | MM | 85369010
8738650970 | Reserve sleutel M22-ES-MS 1 SP | Spare key M22-ES-MS 1 SP | Ersatzschlüssel M22-ES-MS 1 SP | Spare key M22-ES-MS 1 SP | 22 | 24.96 | 4062321383701 | 0.008 | 0.007 | KG | 0.007 | CDM | 70 | 50 | 2 | MM | 84031090
8738652570 | Grafiekpapier 10-60 bar (100x) SP | Feuilles de graphique 10-60 bars (100x) | Diagrammblätter 10-60 bar (100x) SP | Chartsheets 10-60 bar (100x) SP | 29 | 53.54 | 4062321489274 | 0.104 | 0.1 | KG | 0.038 | CDM | 50 | 50 | 15 | MM | 84031090
8738652568 | Grafiekpapier 3,5-17,5 bar (100x) SP | Feuilles de graphique 3,5-17,5 bars (100 | Diagrammblätter 3,5-17,5 bar (100x) SP | Chartsheets 3,5-17,5 bar (100x) SP | 29 | 53.54 | 4062321489250 | 0.104 | 0.1 | KG | 0.063 | CDM | 60 | 70 | 15 | MM | 84031090
8738651218 | Kabelbinders 280x4,8 mm (100x) SP | Attache-câbles 280x4,8 mm (100x) SP | Kabelbinder 280x4,8mm (100x) SP | Cable strap 280x4,8mm (100x) SP | 23 | 27.22 | 4062321384166 | 0.154 | 0.146 | KG | 0.743 | CDM | 270 | 110 | 25 | MM | 39269097
8738651216 | Kabelbinders 100x2,5 mm (100x) SP | Attache-câbles 100x2,5 mm (100x) SP | Kabelbinder 100x2,5mm (100x) SP | Cable strap 100x2,5mm (100x) SP | 14 | 9.38 | 4062321384142 | 0.033 | 0.031 | KG | 0.193 | CDM | 110 | 70 | 25 | MM | 39269097
8738656647 | Aansluitblok 4-polig ECPW | Bloc de jonction 4 pôles ECPW | 4 polige Anschlussklemme ECPW | 4 pole terminal block ECPW | 22 | 24.96 | 4062321334284 | 0.042 | 0.041 | KG | 0.181 | CDM | 115 | 45 | 35 | MM | 85369010
8738656487 | Thermostaat JUMO 110º ECPW | Thermostat JUMO 110º ECPW | Thermostat JUMO 110º ECPW | Thermostat JUMO 110º ECPW | 30 | 59.86 | 4062321332686 | 0.5 | 0.186 | KG | 1.638 | CDM | 195 | 105 | 80 | MM | 90321020
8738656476 | Kabel RS485 - 3pol ECPW | Cable, RS485 - 3pole ECPW | Kabel RS485 - 3pol ECPW | Cable, RS485 - 3pole ECPW | 28 | 47.73 | 4062321332570 | 0.061 | 0.06 | KG | 0.84 | CDM | 200 | 140 | 30 | MM | 85444290
8738656475 | USB - RS485 adapter ECPW | USB - RS485 adapter ECPW | USB - RS485 Adapter ECPW | USB - RS485 adapter ECPW | 40 | 145.62 | 4062321332563 | 0.111 | 0.11 | KG | 0.315 | CDM | 85 | 20 | 185 | MM | 84039090 | Wijziging prijsgroep / Changer de groupe de prix !
8738658833 | Adapter SUB-D 9-pol male>female SP | Adapter SUB-D 9-pol male>female SP | Adapter SUB-D 9-pol Stecker>Buchse SP | Adapter SUB-D 9-pol male>female SP | 28 | 47.73 | 4062321504717 | 0.01 | 0.009 | KG | 4.5 | CDM | 175 | 100 | 15 | MM | 84039090
8738658659 | Grease Unirex N3 400 g SP | Grease Unirex N3 400 g SP | Mehrzweckfett Unirex N3 400 g SP | Grease Unirex N3 400 g SP | 23 | 27.22 | 5425037860680 | 0.435 | 0.413 | KG | 0.735 | CDM | 55 | 55 | 243 | MM | 84039090
8738651922 | Bearing grease Petamo GY193 400g SP | Bearing grease Petamo GY193 400g SP | Lagerfett Petamo GY 193 400 g SP | Bearing grease Petamo GY193 400g SP | - | - | 4062321471231 | 0.441 | 0.4 | KG | 0.746 | CDM | 238 | 56 | 56 | MM | 34039900 | Phased out | 8738662502
8738651919 | Bearing grease Asonic GHY72 400g SP | Bearing grease Asonic GHY72 400g SP | Lagerfett Asonic GHY 72 400 g SP | Bearing grease Asonic GHY72 400g SP | 45 | 244.05 | 4062321385309 | 0.443 | 0.4 | KG | 0.746 | CDM | 57 | 55 | 240 | MM | 34039900
8738650754 | Programming cable DPC1 SP | Programming cable DPC1 SP | Programmierkabel DPC1 SP | Programming cable DPC1 SP | 51 | 384.3 | 4062321540326 | 0.28 | 0.21 | KG | 1.08 | CDM | 160 | 150 | 45 | MM | 84039090
8738651532 | Insulating tape 25x25mm black SP | Insulating tape 25x25mm black SP | Elektroisolierband 25x25mm schwarz SP | Insulating tape 25x25mm black SP | 30 | 59.86 | 4062321470555 | 0.118 | 0.114 | KG | 0.156 | CDM | 79 | 79 | 25 | MM | 84039090
8738649538 | Screw connecting rod MAN 28xx (6x) SP | Screw connecting rod MAN 28xx (6x) SP | 6kt-Bundschraube Pleuel MAN 28xx (6x) SP | Screw connecting rod MAN 28xx (6x) SP | 40 | 145.62 | 4062321380922 | 0.569 | 0.483 | KG | 0.05 | CDM | 120 | 27 | 100 | MM | 73181595
8738649428 | Gasket oil intake line MAN 2842 SP | Gasket oil intake line MAN 2842 SP | Dichtung Ölansaugleitung MAN 2842 SP | Gasket oil intake line MAN 2842 SP | 21 | 22.92 | 4062321380410 | 0.003 | 0.002 | KG | 0.008 | CDM | 70 | 2 | 60 | MM | 68159100
8738663471 | Gasket oil cooler ecw MAN 2842 SP | Gasket oil cooler ecw MAN 2842 SP | Dichtung Ölkühler MW MAN | Gasket oil cooler ecw MAN 2842 S | 25 | 32.89 | 4062321620097 | 0.016 | 0.015 | KG | 0.025 | CDM | 140 | 2 | 90 | MM | 68159100
8738649473 | Gasket cylinder liner MAN 28xx SP | Gasket cylinder liner MAN 28xx SP | Dichtung Zylinderlaufbuch. MAN 28xx SP | Gasket cylinder liner MAN 28xx SP | 24 | 29.93 | 4062321380649 | 0.003 | 0.002 | KG | 0.011 | CDM | 90 | 2 | 60 | MM | 84039090
8738649474 | Banjo bolt cooling water vent MAN28xx SP | Banjo bolt cooling water vent MAN28xx SP | Hohlschrau. Kühlwasserentlüft.MAN28xx SP | Banjo bolt cooling water vent MAN28xx SP | 19 | 18.48 | 4062321380656 | 0.026 | 0.024 | KG | 0.072 | CDM | 60 | 20 | 60 | MM | 73181900
8738667432 | Piston DMR128 MAN E2876 with LKZ ring SP | Piston DMR128 MAN E2876 with LKZ ring SP | Kolben DMR128 MAN E2876 mit LKZ-Ring SP | Piston DMR128 MAN E2876 with LKZ ring SP | 72 | 1402.35 | 4062321744212 | 3.89 | 3.63 | KG | 2.388 | CDM | 133 | 135 | 133 | MM | 84039090
8738649549 | Rod bearing MAN E2876 SP | Rod bearing MAN E2876 SP | Pleuellager MAN E2876 SP | Rod bearing MAN E2876 SP | 41 | 160.45 | 4062321380991 | 0.217 | 0.206 | KG | 0.279 | CDM | 105 | 38 | 70 | MM | 84039090
8738660273 | O-ring gas engine SP | O-ring gas engine SP | Runddichtring Gasmotor FPM SP | O-ring gas engine SP | 24 | 29.93 | 4062321412289 | 0.03 | 0.016 | KG | 0.068 | CDM | 150 | 3 | 150 | MM | 40169300
8738649472 | Cylinder liner 145x10,07mm SP | Cylinder liner 145x10,07mm SP | Zylinderlaufbuchse 145x10,07mm SP | Cylinder liner 145x10,07mm SP | 47 | 291.25 | 4062321380632 | 7.227 | 6.142 | KG | 9.818 | CDM | 330 | 175 | 170 | MM | 84039090
8738652481 | Catalyst 3-way Mine-X EN/CHP140 SP | Catalyst 3-way Mine-X EN/CHP140 SP | 3-Wege-Kat Mine-X EN/CHP140 SP | Catalyst 3-way Mine-X EN/CHP140 SP | 96 | 4112.61 | 4062321386504 | 8.6 | 7.31 | KG | 34.398 | CDM | 420 | 195 | 420 | MM | 84213200
8738658731 | Gasket 115x162x2mm Novamica Thermex SP | Gasket 115x162x2mm Novamica Thermex SP | Dichtung 115x162x2mm Novamica Thermex SP | Gasket 115x162x2mm Novamica Thermex SP | 32 | 73.62 | 4062321362058 | 0.039 | 0.038 | KG | 0.052 | CDM | 162 | 2 | 162 | MM | 68149000
8738662502 | Bearing greaseKlüberPetamoGY193 400g SP | Bearing greaseKlüberPetamoGY193 400g SP | Lagerfett Klüber Petamo GY 193 400g SP | Bearing greaseKlüberPetamoGY193 400g SP | 42 | 182.04 | 4062321622039 | 0.441 | 0.4 | KG | 0.746 | CDM | 238 | 56 | 56 | MM | 84039090
8738652432 | Oil pressure sensor MAN SP | Oil pressure sensor MAN SP | Öldruckgeber MAN SP | Oil pressure sensor MAN SP | 45 | 244.05 | 4062321386375 | 0.142 | 0.134 | KG | 0.298 | CDM | 75 | 53 | 75 | MM | 90262020
8734020015 | Gasket intake manif. MAN0834/0836 (2x)SP | Gasket intake manif. MAN0834/0836 (2x)SP | Dichtung Ansaugrohr MAN 0834/0836 (2x)SP | Gasket intake manif. MAN0834/0836 (2x)SP | 31 | 66.74 | 4062321876388 | 0.016 | 0.01 | KG | 0.012 | CDM | 80 | 72 | 2 | MM | 84039090
8738652373 | Gasket 20x30x2mm 1" SP | Gasket 20x30x2mm 1" SP | Dichtung 20x30x2mm 1" SP | Gasket 20x30x2mm 1" SP | 13 | 7.69 | 4062321386207 | 0.005 | 0.001 | KG | 0.002 | CDM | 60 | 70 | 5 | MM | 84039090
8738652398 | Pump Wilo Yonos PARA 15/7,5 RKC 230V SP | Pump Wilo Yonos PARA 15/7,5 RKC 230V SP | Pumpe Wilo Yonos PARA 15/7,5 RKC 230V SP | Pump Wilo Yonos PARA 15/7,5 RKC 230V SP | - | - | 4062321386245 | 1.945 | 1.653 | KG | 5.248 | CDM | 160 | 205 | 160 | MM | 84137030 | Phased out | 8734020164
8738649323 | Lip seal, crankshaft back VW SP | Lip seal, crankshaft back VW SP | Wellendichtring Kurbelwelle hinten VW SP | Lip seal, crankshaft back VW SP | 41 | 160.45 | 4062321466091 | 0.162 | 0.157 | KG | 0.341 | CDM | 190 | 185 | 20 | MM | 84039090
8738649324 | Cylinder head gasket VW SP | Cylinder head gasket VW SP | Zylinderkopfdichtung VW "Metall" SP | Cylinder head gasket VW SP | 41 | 160.45 | 4062321379940 | 0.247 | 0.234 | KG | 0.215 | CDM | 398 | 180 | 3 | MM | 84039090
8738649325 | Cylinder head studs/cyl. head VW SP | Cylinder head studs/cyl. head VW SP | Zylinderkopfschraube VW SP | Cylinder head studs/cyl. head VW SP | 22 | 24.96 | 4062321379957 | 0.08 | 0.076 | KG | 0.185 | CDM | 110 | 80 | 21 | MM | 73181595
8738649327 | Valve lid gasket VW 2.0 SP | Valve lid gasket VW 2.0 SP | Ventildeckeldichtung VW 2.0 SP | Valve lid gasket VW 2.0 SP | 32 | 73.62 | 4062321379971 | 0.046 | 0.043 | KG | 0.48 | CDM | 200 | 140 | 20 | MM | 84039090
8738649330 | Ignition coil VW SP | Ignition coil VW SP | Zündspule VW SP | Ignition coil VW SP | 52 | 416.66 | 4062321380007 | 1.202 | 1.173 | KG | 0.727 | CDM | 115 | 115 | 55 | MM | 84039090
8738649333 | Oil sump sealant VW SP | Oil sump sealant VW SP | Ölwannendichtmasse (Silikon) VW SP | Oil sump sealant VW SP | 33 | 80.64 | 4062321380014 | 0.123 | 0.109 | KG | 0.239 | CDM | 55 | 55 | 98 | MM | 84039090
8738649334 | Suction gasket VW SP | Suction gasket VW SP | Dichtung Ansaugrohr VW SP | Suction gasket VW SP | 22 | 24.96 | 4062321380021 | 0.023 | 0.021 | KG | 0.047 | CDM | 295 | 80 | 2 | MM | 84039090
8738649335 | Seal VW SP | Seal VW SP | Dichtung VW SP | Seal VW SP | 29 | 53.54 | 4062321540654 | 0.055 | 0.051 | KG | 0.117 | CDM | 137 | 107 | 8 | MM | 84039090
8738649336 | Sealing ring oil cooler VW SP | Sealing ring oil cooler VW SP | Dichtring Ölkühler VW SP | Sealing ring oil cooler VW SP | 16 | 12.66 | 4062321380038 | 0.005 | 0.004 | KG | 0.035 | CDM | 100 | 70 | 5 | MM | 84039090
8738649337 | Oil cooler VW SP | Oil cooler VW SP | Ölkühler VW SP | Oil cooler VW SP | 52 | 416.66 | 4062321380045 | 0.46 | 0.421 | KG | 0.621 | CDM | 130 | 95 | 75 | MM | 84039090
8738649340 | O-ring oil suction line VW SP | O-ring oil suction line VW SP | O-Ring Ölsaugleitung VW SP | O-ring oil suction line VW SP | 31 | 66.74 | 4062321466107 | 0.038 | 0.034 | KG | 0.002 | CDM | 26 | 26 | 3 | MM | 84039090
8738649343 | Starter VW replacement SP | Starter VW replacement SP | Anlasser VW AT SP | Starter VW replacement SP | 55 | 538.01 | 4062321380052 | 4.664 | 3.964 | KG | 7.56 | CDM | 320 | 175 | 135 | MM | 84039090
8738649347 | Vacuum hose ID5,56xOD11,1mm SP | Vacuum hose ID5,56xOD11,1mm SP | Vakuum-Schlauch ID5,56xAD11,1mm SP | Vacuum hose ID5,56xOD11,1mm SP | 26 | 36.29 | 4062321380069 | 0.087 | 0.081 | KG | 0.845 | CDM | 320 | 220 | 12 | MM | 84039090
8738649389 | Gasket inlet pipe MAN 2866 (2x) SP | Gasket inlet pipe MAN 2866 (2x) SP | Dichtung Ansaugrohr MAN 2866 (2x) SP | Gasket inlet pipe MAN 2866 (2x) SP | 34 | 87.65 | 4062321380182 | 0.026 | 0.022 | KG | 0.019 | CDM | 90 | 70 | 3 | MM | 84039090
8738649390 | Gasket exhaust MAN 28xx (6x) SP | Gasket exhaust MAN 28xx (6x) SP | Dichtung Auspuff MAN 28xx (6x) SP | Gasket exhaust MAN 28xx (6x) SP | 45 | 244.05 | 4062321380199 | 0.344 | 0.33 | KG | 0.016 | CDM | 105 | 77 | 2 | MM | 84039090
8738649391 | Valve stem seals MAN 2866 SP | Valve stem seals MAN 2866 SP | Ventilschaftabdichtung MAN 2866 SP | Valve stem seals MAN 2866 SP | 16 | 12.66 | 4062321466176 | 0.01 | 0.006 | KG | 0.006 | CDM | 20 | 20 | 15 | MM | 84039090
8738649398 | Lip seal back 0226 SP | Lip seal back 0226 SP | Wellendichtring hinten 0226 SP | Lip seal back 0226 SP | 39 | 132.96 | 4062321380243 | 0.168 | 0.164 | KG | 0.507 | CDM | 160 | 155 | 55 | MM | 84039090
8738649401 | Flywheel+sprocket cpl. MAN 0226 SP | Flywheel+sprocket cpl. MAN 0226 SP | Schwungrad+Zahnkranz kpl. MAN 0226 SP | Flywheel+sprocket cpl. MAN 0226 SP | 83 | 2359.7 | 4062321380267 | 61 | 60 | KG | 81.225 | CDM | 650 | 840 | 270 | MM | 84039090
8738649402 | Sprocket for flywheel MAN 0226 SP | Sprocket for flywheel MAN 0226 SP | Zahnkranz f. Schwungrad MAN 0226 SP | Sprocket for flywheel MAN 0226 SP | 59 | 728.13 | 4062321466183 | 3.12 | 1.82 | KG | 3.089 | CDM | 393 | 393 | 20 | MM | 84039090
8738649407 | O-ring for Oil filter 0226 SP | O-ring for Oil filter 0226 SP | O-Ring für Ölfiltereinsatz 0226 SP | O-ring for Oil filter 0226 SP | 31 | 66.74 | 4062321380298 | 0.012 | 0.008 | KG | 0.053 | CDM | 112 | 112 | 4 | MM | 40169300
8738649409 | Pressure screw MAN 0226 SP | Pressure screw MAN 0226 SP | Druckschraube MAN 0226 SP | Pressure screw MAN 0226 SP | 25 | 32.89 | 4062321380311 | 0.022 | 0.018 | KG | 0.002 | CDM | 37 | 8 | 8 | MM | 84039090
8738649410 | Nut rocker arm MAN 0226 SP | Nut rocker arm MAN 0226 SP | Mutter Kipphebel MAN 0226 SP | Nut rocker arm MAN 0226 SP | 19 | 18.48 | 4062321380328 | 0.009 | 0.005 | KG | 0.002 | CDM | 15 | 15 | 7 | MM | 84039090
8738649411 | O-ring for oil filter (2x) SP | O-ring for oil filter (2x) SP | O-Ring für Ölfiltereinsatz (2x) SP | O-ring for oil filter (2x) SP | 20 | 20.5 | 4062321380335 | 0.013 | 0.012 | KG | 0.084 | CDM | 145 | 145 | 4 | MM | 40169300
8738649413 | Oil filter element 0226 SP | Oil filter element 0226 SP | Ölfiltereinsatz 0226 SP | Oil filter element 0226 SP | 36 | 102.88 | 4062321380342 | 0.362 | 0.316 | KG | 1.84 | CDM | 100 | 100 | 184 | MM | 84212980
8738649414 | Gasket timing case MAN 2866/2842 SP | Gasket timing case MAN 2866/2842 SP | Dichtung Steuergehäuse MAN 2866/2842 SP | Gasket timing case MAN 2866/2842 SP | 21 | 22.92 | 4062321380359 | 0.014 | 0.008 | KG | 0.057 | CDM | 300 | 250 | 1 | MM | 84039090
8738649415 | Front cover front 2866/2842 SP | Front cover front 2866/2842 SP | Stirndeckel vorne 2866/2842 SP | Front cover front 2866/2842 SP | 56 | 585.2 | 4062321380366 | 1.071 | 0.945 | KG | 2.709 | CDM | 425 | 223 | 50 | MM | 84039090
8738649420 | Blow off valve oil pump MAN 2866 SP | Blow off valve oil pump MAN 2866 SP | Überdruckventil Ölpumpe MAN 2866 SP | Blow off valve oil pump MAN 2866 SP | 38 | 122.17 | 4062321380380 | 0.275 | 0.245 | KG | 0.261 | CDM | 84 | 66 | 47 | MM | 84039090
8738649421 | Gasket water pump MAN 2866 SP | Gasket water pump MAN 2866 SP | Dichtung Wasserpumpe MAN 2866 SP | Gasket water pump MAN 2866 SP | 30 | 59.86 | 4062321466190 | 0.032 | 0.016 | KG | 0.063 | CDM | 300 | 265 | 5 | MM | 84039090
8738649422 | Gasket exhaust pipe MAN 2866 SP | Gasket exhaust pipe MAN 2866 SP | Dichtung Auspuffrohr MAN 2866 SP | Gasket exhaust pipe MAN 2866 SP | 45 | 244.05 | 4062321466206 | 0.044 | 0.03 | KG | 0.041 | CDM | 170 | 120 | 2 | MM | 84039090
8738649424 | Screw plug M26x1,5 galv. SP | Screw plug M26x1,5 galv. SP | Verschlussschraube M26x1,5 VZ SP | Screw plug M26x1,5 galv. SP | 26 | 36.29 | 4062321540111 | 0.124 | 0.12 | KG | 0.021 | CDM | 30 | 27 | 26 | MM | 84039090
8738649425 | Screw plug M22x1,5 galv. SP | Screw plug M22x1,5 galv. SP | Verschlussschraube M22x1,5 VZ SP | Screw plug M22x1,5 galv. SP | 21 | 22.92 | 4062321466213 | 0.079 | 0.075 | KG | 0.015 | CDM | 26 | 27 | 22 | MM | 84039090
8738649426 | Gasket timing cover MAN 2842 SP | Gasket timing cover MAN 2842 SP | Dichtung Steuergehäusedeckel MAN 2842 SP | Gasket timing cover MAN 2842 SP | 38 | 122.17 | 4062321380397 | 0.07 | 0.066 | KG | 0.08 | CDM | 429 | 100 | 8 | MM | 84039090
8738649430 | Gasket oil filter MAN 2848 SP | Gasket oil filter MAN 2848 SP | Dichtung Ölfilter MAN 2848 SP | Gasket oil filter MAN 2848 SP | 30 | 59.86 | 4062321380434 | 0.012 | 0.011 | KG | 0.015 | CDM | 135 | 112 | 1 | MM | 68159100
8738649431 | Gasket inlet pipe MAN 2866 SP | Gasket inlet pipe MAN 2866 SP | Dichtung Ansaugrohr MAN 2866 SP | Gasket inlet pipe MAN 2866 SP | 31 | 66.74 | 4062321466220 | 0.038 | 0.017 | KG | 0.02 | CDM | 1 | 105 | 195 | MM | 84039090
8738649432 | Gasket camshaft cover-ignitionMAN28xx SP | Gasket camshaft cover-ignitionMAN28xx SP | Dichtung Deckel Nockenwelle-Zünd.28xx SP | Gasket camshaft cover-ignitionMAN28xx SP | 38 | 122.17 | 4062321380441 | 0.077 | 0.056 | KG | 0.177 | CDM | 195 | 190 | 2 | MM | 84039090
8738649433 | Gasket connection turbo-water MAN28xx SP | Gasket connection turbo-water MAN28xx SP | Dichtung Anschluss Turbo-Was.MAN28xx SP | Gasket connection turbo-water MAN28xx SP | 28 | 47.73 | 4062321380458 | 0.006 | 0.002 | KG | 0.002 | CDM | 63 | 36 | 1 | MM | 84039090
8738649435 | Stud M10x25mm SP | Stud M10x25mm SP | Stiftschraube M10x25mm SP | Stud M10x25mm SP | 22 | 24.96 | 4062321466244 | 0.022 | 0.018 | KG | 0.004 | CDM | 37 | 10 | 10 | MM | 84039090
8738649439 | Comp. spring MAN 0226 (2x) SP | Comp. spring MAN 0226 (2x) SP | Druckfeder MAN 0226 (2x) SP | Comp. spring MAN 0226 (2x) SP | 35 | 95.06 | 4062321380489 | 0.014 | 0.01 | KG | 0.006 | CDM | 25 | 25 | 10 | MM | 84039090
8738649440 | Comp. spring MAN 0226 (2x) SP | Comp. spring MAN 0226 (2x) SP | Druckfeder MAN 0226 (2x) SP | Comp. spring MAN 0226 (2x) SP | 34 | 87.65 | 4062321380496 | 0.034 | 0.03 | KG | 0.044 | CDM | 25 | 50 | 70 | MM | 84039090
8738649443 | Stud M10x70mm SP | Stud M10x70mm SP | Stiftschraube M10x70mm SP | Stud M10x70mm SP | 31 | 66.74 | 4062321466251 | 0.054 | 0.05 | KG | 0.027 | CDM | 19 | 19 | 76 | MM | 84039090
8738649444 | Rocker arm MAN 2866 SP | Rocker arm MAN 2866 SP | Kipphebel MAN 2866 SP | Rocker arm MAN 2866 SP | 41 | 160.45 | 4062321466268 | 0.228 | 0.204 | KG | 0.104 | CDM | 100 | 50 | 50 | MM | 84039090
8738649445 | Rocker arm screw MAN 2866 SP | Rocker arm screw MAN 2866 SP | Kipphebelschraube MAN 2866 SP | Rocker arm screw MAN 2866 SP | 29 | 53.54 | 4062321466275 | 0.033 | 0.029 | KG | 0.006 | CDM | 42 | 12 | 12 | MM | 84039090
8738649446 | Nut rocker arm MAN 2866 SP | Nut rocker arm MAN 2866 SP | Mutter Kipphebel MAN 2866 SP | Nut rocker arm MAN 2866 SP | 30 | 59.86 | 4062321466282 | 0.01 | 0.006 | KG | 0.002 | CDM | 19 | 19 | 6 | MM | 84039090
8738649451 | Gasket turbocharger MAN 2848 SP | Gasket turbocharger MAN 2848 SP | Dichtung Turbolader MAN 2848 SP | Gasket turbocharger MAN 2848 SP | 31 | 66.74 | 4062321380526 | 0.043 | 0.041 | KG | 0.014 | CDM | 108 | 68 | 2 | MM | 84039090
8738649453 | Gasket connection turbo-water MAN2848 SP | Gasket connection turbo-water MAN2848 SP | Dichtung Anschluss Turbo-Was.MAN2848 SP | Gasket connection turbo-water MAN2848 SP | 30 | 59.86 | 4062321380533 | 0.006 | 0.002 | KG | 0.002 | CDM | 62 | 35 | 1 | MM | 84039090
8738649456 | Stud turbocharger MAN 2848 SP | Stud turbocharger MAN 2848 SP | Stiftschraube Turbolader MAN 2848 SP | Stud turbocharger MAN 2848 SP | 17 | 14.44 | 4062321380557 | 0.024 | 0.022 | KG | 0.028 | CDM | 70 | 40 | 10 | MM | 84039090
8738649460 | Gasket exhaust pipe MAN 0226 SP | Gasket exhaust pipe MAN 0226 SP | Dichtung Auspuffrohr MAN 0226 SP | Gasket exhaust pipe MAN 0226 SP | 31 | 66.74 | 4062321380564 | 0.009 | 0.008 | KG | 0.032 | CDM | 154 | 104 | 2 | MM | 84039090
8738649463 | Gasket turbo outlet MAN 0826 SP | Gasket turbo outlet MAN 0826 SP | Dichtung Turbo Ablauf MAN 0826 SP | Gasket turbo outlet MAN 0826 SP | 21 | 22.92 | 4062321380595 | 0.015 | 0.011 | KG | 0.002 | CDM | 71 | 34 | 1 | MM | 84039090
8738649464 | Filler cap with gasket MAN 08xx SP | Filler cap with gasket MAN 08xx SP | Verschlussdeckel m. Dichtung MAN08xx SP | Filler cap with gasket MAN 08xx SP | 26 | 36.29 | 4062321380601 | 0.064 | 0.06 | KG | 0.086 | CDM | 64 | 64 | 21 | MM | 84039090
8738649466 | Screw connecting rod MAN 2842 SP | Screw connecting rod MAN 2842 SP | 6kt-Bundschraube Pleuel MAN 2842 SP | Screw connecting rod MAN 2842 SP | 27 | 42.05 | 4062321466336 | 0.147 | 0.143 | KG | 0.054 | CDM | 80 | 26 | 26 | MM | 73181582
8738649470 | Clip turbocharger MAN 2848 SP | Clip turbocharger MAN 2848 SP | Spannschelle Turbolader MAN 2848 SP | Clip turbocharger MAN 2848 SP | 40 | 145.62 | 4062321466343 | 0.126 | 0.121 | KG | 0.216 | CDM | 110 | 98 | 20 | MM | 84039090
8738649471 | O-ring turbocharger 63x2,5mm (2x) SP | O-ring turbocharger 63x2,5mm (2x) SP | O-Ring Turbolader 63x2,5mm (2x) SP | O-ring turbocharger 63x2,5mm (2x) SP | 34 | 87.65 | 4062321380625 | 0.036 | 0.022 | KG | 0.01 | CDM | 70 | 70 | 5 | MM | 40169300
8738649475 | Gasket connec. oil cooler 2866/2842 SP | Gasket connec. oil cooler 2866/2842 SP | Dichtung Ölkühleranschluss 2866/2842 SP | Gasket connec. oil cooler 2866/2842 SP | 16 | 12.66 | 4062321380663 | 0.006 | 0.005 | KG | 0.025 | CDM | 70 | 70 | 5 | MM | 68159100
8738649477 | Gasket oil filter head MAN 2866 SP | Gasket oil filter head MAN 2866 SP | Dichtung Ölfilterkopf MAN 2866 SP | Gasket oil filter head MAN 2866 SP | 36 | 102.88 | 4062321380670 | 0.095 | 0.09 | KG | 0.344 | CDM | 382 | 225 | 7 | MM | 84039090
8738649479 | Main bearing screw MAN 2866 SP | Main bearing screw MAN 2866 SP | Hauptlagerschraube MAN 2866 SP | Main bearing screw MAN 2866 SP | 29 | 53.54 | 4062321411787 | 0.389 | 0.383 | KG | 0.156 | CDM | 168 | 31 | 30 | MM | 84039090
8738649480 | Hose nozzle vent MAN 0836 SP | Hose nozzle vent MAN 0836 SP | Schlauchstutzen Entlüftung MAN 0836 SP | Hose nozzle vent MAN 0836 SP | 48 | 314.16 | 4062321411794 | 0.026 | 0.024 | KG | 0.238 | CDM | 100 | 70 | 34 | MM | 74122000
8738649483 | Gasket crankcase breather MAN 28xx SP | Gasket crankcase breather MAN 28xx SP | Dichtung Kurbelgeh. Entlüft. MAN 28xx SP | Gasket crankcase breather MAN 28xx SP | 31 | 66.74 | 4062321466350 | 0.002 | 0.001 | KG | 0.005 | CDM | 1 | 94 | 51 | MM | 84039090
8738649485 | O-ring 10x3,0mm fuel inject.pump (2x) SP | O-ring 10x3,0mm fuel inject.pump (2x) SP | O-Ring 10x3,0mm Einspritzpumpe (2x) SP | O-ring 10x3,0mm fuel inject.pump (2x) SP | 28 | 47.73 | 4062321466367 | 0.008 | 0.004 | KG | 0.001 | CDM | 32 | 16 | 5 | MM | 84039090
8738649486 | Gasket oil cooler MAN 0226 SP | Gasket oil cooler MAN 0226 SP | Dichtung Ölkühler MAN 0226 SP | Gasket oil cooler MAN 0226 SP | 19 | 18.48 | 4062321411800 | 0.003 | 0.002 | KG | 0.002 | CDM | 1 | 36 | 63 | MM | 84039090
8738649488 | Stud M10x30mm SP | Stud M10x30mm SP | Stiftschraube M10x30mm SP | Stud M10x30mm SP | 18 | 16.32 | 4062321380687 | 0.009 | 0.005 | KG | 0.004 | CDM | 42 | 10 | 10 | MM | 73181542
8738649491 | Rod bearing MAN 2842 ø90,00mm SP | Rod bearing MAN 2842 ø90,00mm SP | Pleuellager MAN 2842 ø90,00mm SP | Rod bearing MAN 2842 ø90,00mm SP | 37 | 112.45 | 4062321380700 | 0.19 | 0.18 | KG | 0.336 | CDM | 80 | 120 | 35 | MM | 84039090
8738649497 | Piston cpl. MAN 2842 12,5:1 SP | Piston cpl. MAN 2842 12,5:1 SP | Kolben kpl. MAN 2842 12,5:1 SP | Piston cpl. MAN 2842 12,5:1 SP | 63 | 930.4 | 4062321380724 | 3.563 | 3.028 | KG | 5.652 | CDM | 160 | 157 | 225 | MM | 84039090
8738649498 | Gasket oil cooler housing MAN 2842 SP | Gasket oil cooler housing MAN 2842 SP | Dichtung Ölkühlergehäuse MAN 2842 SP | Gasket oil cooler housing MAN 2842 SP | 44 | 222.48 | 4062321380731 | 0.341 | 0.041 | KG | 0.158 | CDM | 700 | 2 | 380 | MM | 84039090
8738649500 | Adaptor sleeve cyl. head MAN 2866(12x)SP | Adaptor sleeve cyl. head MAN 2866(12x)SP | Passhülse Zylinderkopf MAN 2866 (12x) SP | Adaptor sleeve cyl. head MAN 2866(12x)SP | 40 | 145.62 | 4062321380748 | 0.079 | 0.075 | KG | 0.005 | CDM | 75 | 60 | 20 | MM | 84039090
8738649501 | Gasket air intercooler MAN 2866/2876 SP | Gasket air intercooler MAN 2866/2876 SP | Dichtung LLK MAN 2866/2876 SP | Gasket air intercooler MAN 2866/2876 SP | 34 | 87.65 | 4062321380755 | 0.025 | 0.023 | KG | 0.048 | CDM | 160 | 150 | 2 | MM | 84039090
8738649502 | Raceway crankshaft front SP | Raceway crankshaft front SP | Laufring Kurbelwelle vorne SP | Raceway crankshaft front SP | 44 | 222.48 | 4062321380762 | 0.137 | 0.13 | KG | 0.588 | CDM | 140 | 140 | 30 | MM | 84039090
8738649505 | Double oil filter case MAN 2866/2842 SP | Double oil filter case MAN 2866/2842 SP | Doppelölfiltergehäuse MAN 2866/2842 SP | Double oil filter case MAN 2866/2842 SP | 92 | 3344.02 | 4062321380779 | 12.623 | 10.729 | KG | 35.955 | CDM | 470 | 450 | 170 | MM | 84039090
8738649508 | Raceway flywheel MAN 2866 SP | Raceway flywheel MAN 2866 SP | Laufring Schwungrad MAN 2866 SP | Raceway flywheel MAN 2866 SP | 42 | 182.04 | 4062321380793 | 0.185 | 0.175 | KG | 0.549 | CDM | 140 | 140 | 28 | MM | 84039090
8738649510 | Oil cooler MAN 2842 SP | Oil cooler MAN 2842 SP | Ölkühler MAN 2842 SP | Oil cooler MAN 2842 SP | 79 | 1955.19 | 4062321466398 | 7.36 | 6.9 | KG | 5.059 | CDM | 248 | 200 | 102 | MM | 84039090
8738649511 | Gasket oil cooler housing MAN 2848 SP | Gasket oil cooler housing MAN 2848 SP | Dichtung Ölkühlergehäuse MAN 2848 SP | Gasket oil cooler housing MAN 2848 SP | 42 | 182.04 | 4062321380809 | 0.09 | 0.085 | KG | 0.263 | CDM | 350 | 250 | 3 | MM | 84039090
8738649517 | Gasket oil cooler housing MAN 0824 SP | Gasket oil cooler housing MAN 0824 SP | Dichtung Ölkühlergehäuse MAN 0824 SP | Gasket oil cooler housing MAN 0824 SP | 31 | 66.74 | 4062321411817 | 0.033 | 0.015 | KG | 0.028 | CDM | 200 | 180 | 2 | MM | 84039090
8738649520 | Gasket cooling water pipe MAN 0824 SP | Gasket cooling water pipe MAN 0824 SP | Dichtung Kühlwasserrohr MAN 0824 SP | Gasket cooling water pipe MAN 0824 SP | 19 | 18.48 | 4062321380847 | 0.003 | 0.002 | KG | 0.007 | CDM | 60 | 60 | 2 | MM | 84039090
8738649525 | Cooling water manifold MAN 2866 SP | Cooling water manifold MAN 2866 SP | Kühlwasserkrümmer MAN 2866 SP | Cooling water manifold MAN 2866 SP | 54 | 493.52 | 4062321380861 | 0.84 | 0.714 | KG | 5.12 | CDM | 200 | 160 | 160 | MM | 84039090
8738649526 | Plain conduit MAN 2866 SP | Plain conduit MAN 2866 SP | Steckrohr MAN 2866 SP | Plain conduit MAN 2866 SP | 40 | 145.62 | 4062321380878 | 0.458 | 0.435 | KG | 0.252 | CDM | 70 | 60 | 60 | MM | 73043983
8738649529 | Plain conduit cool.water pipe MAN0826 SP | Plain conduit cool.water pipe MAN0826 SP | Steckrohr Kühlwasserkrümmer MAN 0826 SP | Plain conduit cool.water pipe MAN0826 SP | 41 | 160.45 | 4062321466404 | 0.336 | 0.319 | KG | 0.346 | CDM | 150 | 50 | 45 | MM | 73043983
8738649533 | O-ring 73x3,0mm timing case MAN 08xx SP | O-ring 73x3,0mm timing case MAN 08xx SP | O-Ring 73x3,0mm Steuergehäuse MAN08xx SP | O-ring 73x3,0mm timing case MAN 08xx SP | 30 | 59.86 | 4062321411824 | 0.018 | 0.004 | KG | 0.019 | CDM | 90 | 80 | 3 | MM | 84039090
8738649537 | O-ring turbocharger 74x5,0mm SP | O-ring turbocharger 74x5,0mm SP | O-Ring Turbolader 74x5,0mm SP | O-ring turbocharger 74x5,0mm SP | 30 | 59.86 | 4062321380915 | 0.01 | 0.009 | KG | 0.035 | CDM | 100 | 70 | 5 | MM | 40169300
8738649539 | Gasket oil cooler hous. Cover MAN2876 SP | Gasket oil cooler hous. Cover MAN2876 SP | Dichtring Ölkühlergehäusedeck.MAN2876 SP | Gasket oil cooler hous. Cover MAN2876 SP | 18 | 16.32 | 4062321380939 | 0.003 | 0.002 | KG | 0.007 | CDM | 60 | 60 | 2 | MM | 84039090
8738649540 | Gasket oil cooler hous. cover MAN2876 SP | Gasket oil cooler hous. cover MAN2876 SP | Dichtring Ölkühlergehäusedeck.MAN2876 SP | Gasket oil cooler hous. cover MAN2876 SP | 20 | 20.5 | 4062321380946 | 0.005 | 0.004 | KG | 0.008 | CDM | 70 | 40 | 3 | MM | 84039090
8738649541 | Sealing ring oil cooler hous.MAN 2876 SP | Sealing ring oil cooler hous.MAN 2876 SP | Dichtring Ölkühlergehäuse MAN 2876 SP | Sealing ring oil cooler hous.MAN 2876 SP | 22 | 24.96 | 4062321380953 | 0.005 | 0.004 | KG | 0.014 | CDM | 60 | 75 | 3 | MM | 84039090
8738649543 | Piston ring top MAN 2876 SP | Piston ring top MAN 2876 SP | Kolbenring oben MAN 2876 SP | Piston ring top MAN 2876 SP | 43 | 202.26 | 4062321380977 | 0.062 | 0.058 | KG | 0.096 | CDM | 155 | 155 | 4 | MM | 84039090
8738649544 | Piston ring bottom MAN 2876 SP | Piston ring bottom MAN 2876 SP | Kolbenring unten MAN 2876 SP | Piston ring bottom MAN 2876 SP | - | - | 4062321466428 | 0.622 | 0.391 | KG | 0.088 | CDM | 155 | 155 | 5 | MM | 84039090 | Phased out | 8738667435
8738649547 | O-ring turbocharger MAN 2876 (2x) SP | O-ring turbocharger MAN 2876 (2x) SP | O-Ring Turbolader MAN 2876 (2x) SP | O-ring turbocharger MAN 2876 (2x) SP | 39 | 132.96 | 4062321466435 | 0.126 | 0.026 | KG | 0.044 | CDM | 94 | 94 | 5 | MM | 84039090
8738649550 | Spacer sleeve exh. Manif. MAN2876 (4x)SP | Spacer sleeve exh. Manif. MAN2876 (4x)SP | Distanzbuchse Abgaskrü. MAN 2876 (4x) SP | Spacer sleeve exh. Manif. MAN2876 (4x)SP | 31 | 66.74 | 4062321381004 | 0.062 | 0.058 | KG | 0.016 | CDM | 42 | 42 | 9 | MM | 73269098
8738649552 | Plain conduit MAN 2876 SP | Plain conduit MAN 2876 SP | Steckrohr MAN 2876 SP | Plain conduit MAN 2876 SP | 31 | 66.74 | 4062321381028 | 0.038 | 0.036 | KG | 0.047 | CDM | 60 | 60 | 13 | MM | 73043983
8738649553 | Gasket plain conduit MAN 2876 SP | Gasket plain conduit MAN 2876 SP | Dichtung Steckrohr MAN 2876 SP | Gasket plain conduit MAN 2876 SP | 31 | 66.74 | 4062321381035 | 0.006 | 0.005 | KG | 0.062 | CDM | 60 | 60 | 3 | MM | 84039090
8738649555 | O-ring intake duct MAN 2876 SP | O-ring intake duct MAN 2876 SP | O-Ring Ansaugkanal MAN 2876 SP | O-ring intake duct MAN 2876 SP | 32 | 73.62 | 4062321381042 | 0.007 | 0.006 | KG | 0.047 | CDM | 130 | 120 | 3 | MM | 40169300
8738649559 | Lamellar ring MAN 2876 SP | Lamellar ring MAN 2876 SP | Lamellenring MAN 2876 SP | Lamellar ring MAN 2876 SP | 34 | 87.65 | 4062321381066 | 0.007 | 0.006 | KG | 0.007 | CDM | 60 | 60 | 2 | MM | 84039090
8738649562 | Gasket turbocharger MAN 0836 SP | Gasket turbocharger MAN 0836 SP | Dichtung Turbolader MAN 0836 SP | Gasket turbocharger MAN 0836 SP | 39 | 132.96 | 4062321466473 | 0.012 | 0.008 | KG | 0.006 | CDM | 92 | 60 | 1 | MM | 84039090
8738649564 | Nut M8-10-MAN183-B (2x) SP | Nut M8-10-MAN183-B (2x) SP | Sicherungsmutter M8-10-MAN183-B (2x) SP | Nut M8-10-MAN183-B (2x) SP | 22 | 24.96 | 4062321466480 | 0.018 | 0.014 | KG | 0.002 | CDM | 35 | 18 | 7 | MM | 84039090
8738649565 | Cylinder screw MAN 0836 SP | Cylinder screw MAN 0836 SP | Zylinderschraube MAN 0836 SP | Cylinder screw MAN 0836 SP | 30 | 59.86 | 4062321466497 | 0.018 | 0.014 | KG | 0.006 | CDM | 33 | 13 | 13 | MM | 84039090
8738649572 | O-ring air intercooler MAN 2876 SP | O-ring air intercooler MAN 2876 SP | O-Ring LLK MAN 2876 SP | O-ring air intercooler MAN 2876 SP | 26 | 36.29 | 4062321466503 | 0.108 | 0.008 | KG | 0.061 | CDM | 110 | 110 | 5 | MM | 84039090
8738649573 | Nut M10 turbo MAN 2848 (2x) SP | Nut M10 turbo MAN 2848 (2x) SP | Mutter M10 Turbo MAN 2848 (2x) SP | Nut M10 turbo MAN 2848 (2x) SP | 17 | 14.44 | 4062321381073 | 0.026 | 0.024 | KG | 0.035 | CDM | 50 | 70 | 10 | MM | 73181692
8738649575 | Keystone ring MAN 2842 LE302 SP | Keystone ring MAN 2842 LE302 SP | Trapezring MAN 2842 LE302 SP | Keystone ring MAN 2842 LE302 SP | 43 | 202.26 | 4062321381097 | 0.07 | 0.066 | KG | 0.144 | CDM | 155 | 155 | 6 | MM | 84039090
8738649576 | Oil control ring MAN 2842 SP | Oil control ring MAN 2842 SP | Kolben Dachfasenring MAN 28xx unten SP | Oil control ring MAN 2842 SP | 36 | 102.88 | 4062321381103 | 0.055 | 0.052 | KG | 0.144 | CDM | 155 | 155 | 6 | MM | 84039090
8738649580 | Flue pipe MAN 2876 cyl. 4-6 SP | Flue pipe MAN 2876 cyl. 4-6 SP | Abgasrohr MAN 2876 Zyl. 4-6 SP | Flue pipe MAN 2876 cyl. 4-6 SP | 91 | 3195.7 | 4062321381134 | 13.917 | 11.829 | KG | 13.524 | CDM | 460 | 140 | 210 | MM | 73043983
8738649582 | Piston ring MAN 2876 SP | Piston ring MAN 2876 SP | Minutenring MAN 2876 SP | Piston ring MAN 2876 SP | 39 | 132.96 | 4062321381141 | 0.065 | 0.061 | KG | 0.12 | CDM | 155 | 155 | 5 | MM | 84039090
8738649590 | O-ring 75x3,0mm MAN 0834 (2x) SP | O-ring 75x3,0mm MAN 0834 (2x) SP | O-Ring 75x3,0mm MAN 0834 (2x) SP | O-ring 75x3,0mm MAN 0834 (2x) SP | 36 | 102.88 | 4062321466510 | 0.022 | 0.008 | KG | 0.02 | CDM | 81 | 81 | 5 | MM | 84039090
8738649592 | Lip seal front 0834 SP | Lip seal front 0834 SP | Wellendichtring vorne 0834 SP | Lip seal front 0834 SP | 39 | 132.96 | 4062321466527 | 0.087 | 0.057 | KG | 0.248 | CDM | 91 | 91 | 30 | MM | 84039090
8738649594 | Spacer sleeve MAN 2848 (2x) SP | Spacer sleeve MAN 2848 (2x) SP | Distanzbuchse MAN 2848 (2x) SP | Spacer sleeve MAN 2848 (2x) SP | 46 | 266.98 | 4062321466534 | 0.146 | 0.142 | KG | 0.03 | CDM | 75 | 20 | 20 | MM | 84039090
8738649599 | Gasket MAN 0836 SP | Gasket MAN 0836 SP | Dichtung MAN 0836 SP | Gasket MAN 0836 SP | 44 | 222.48 | 4062321466558 | 0.116 | 0.09 | KG | 0.046 | CDM | 240 | 80 | 2 | MM | 68159100
8738649602 | Gasket air interc. MAN 0834/0836/2876 SP | Gasket air interc. MAN 0834/0836/2876 SP | Dichtung LLK MAN 0834/0836/2876 SP | Gasket air interc. MAN 0834/0836/2876 SP | 32 | 73.62 | 4062321466572 | 0.045 | 0.041 | KG | 0.002 | CDM | 1 | 35 | 62 | MM | 84039090
8738649608 | O-ring E2842 LE322 SP | O-ring E2842 LE322 SP | O-Ring E2842 LE322 SP | O-ring E2842 LE322 SP | 28 | 47.73 | 4062321381219 | 0.02 | 0.006 | KG | 0.05 | CDM | 115 | 80 | 5 | MM | 40169300
8738649610 | O-ring E2842 LE322 (2x) SP | O-ring E2842 LE322 (2x) SP | O-Ring E2842 LE322 (2x) SP | O-ring E2842 LE322 (2x) SP | 33 | 80.64 | 4062321381233 | 0.01 | 0.008 | KG | 0.047 | CDM | 120 | 100 | 5 | MM | 40169300
8738649614 | O-ring 69,45x3,53mm E2842 LE312 (2x) SP | O-ring 69,45x3,53mm E2842 LE312 (2x) SP | O-Ring 69,45x3,53mm E2842 LE312 (2x) SP | O-ring 69,45x3,53mm E2842 LE312 (2x) SP | 25 | 32.89 | 4062321381240 | 0.106 | 0.006 | KG | 0.017 | CDM | 76 | 76 | 3 | MM | 40169300
8738649616 | Gasket oil cooler ecw MAN 2842 SP | Gasket oil cooler ecw MAN 2842 SP | Dichtung Ölkühler MW MAN 2842 SP | Gasket oil cooler ecw MAN 2842 SP | - | - | 4062321381257 | 0.017 | 0.016 | KG | 0.025 | CDM | 105 | 120 | 2 | MM | 68159100 | Phased out
8738649617 | Hose line MAN 2876 SP | Hose line MAN 2876 SP | Schlauchleitung MAN 2876 SP | Hose line MAN 2876 SP | 49 | 335.74 | 4062321466596 | 0.487 | 0.481 | KG | 0.649 | CDM | 390 | 52 | 32 | MM | 84039090
8738649618 | O-ring 105x3,5mm MAN 2848 SP | O-ring 105x3,5mm MAN 2848 SP | Runddichtring 105x3,5mm MAN 2848 SP | O-ring 105x3,5mm MAN 2848 SP | 31 | 66.74 | 4062321381264 | 0.107 | 0.007 | KG | 0.059 | CDM | 125 | 95 | 5 | MM | 40169300
8738649622 | Change filt. turbocharg TCG2016V12/16 SP | Change filt. turbocharg TCG2016V12/16 SP | Wechselfilter Turbo. TCG2016V12/16 SP | Change filt. turbocharg TCG2016V12/16 SP | 31 | 66.74 | 4062321381271 | 0.695 | 0.595 | KG | 1.425 | CDM | 100 | 95 | 155 | MM | 84039090
8738649623 | Oil filter TCG2016V12/16 SP | Oil filter TCG2016V12/16 SP | Ölfilter TCG2016V12/16 SP | Oil filter TCG2016V12/16 SP | 45 | 244.05 | 4062321381288 | 2.127 | 1.807 | KG | 6.518 | CDM | 305 | 145 | 145 | MM | 84212980
8738649624 | Seal-ring spark plug TCG2016V12/16(4x)SP | Seal-ring spark plug TCG2016V12/16(4x)SP | Dichtring Zündkerze TCG2016V12/16 (4x)SP | Seal-ring spark plug TCG2016V12/16(4x)SP | 19 | 18.48 | 4062321381295 | 0.008 | 0.004 | KG | 0.001 | CDM | 22 | 22 | 2 | MM | 84039090
8738649625 | Valve lid gasket TCG2016V12/16 (4x) SP | Valve lid gasket TCG2016V12/16 (4x) SP | Ventildeckeldicht. TCG2016V12/16 (4x) SP | Valve lid gasket TCG2016V12/16 (4x) SP | 48 | 314.16 | 4062321381301 | 0.106 | 0.08 | KG | 0.071 | CDM | 170 | 205 | 6 | MM | 84039090
8738649627 | Seal plug tube bott.TCG2016V12/16 (4x)SP | Seal plug tube bott.TCG2016V12/16 (4x)SP | Dicht. Kerzenr. Unt. TCG2016V12/16(4x)SP | Seal plug tube bott.TCG2016V12/16 (4x)SP | 31 | 66.74 | 4062321381318 | 0.012 | 0.008 | KG | 0.004 | CDM | 40 | 40 | 6 | MM | 84039090
8738649628 | Seal plug tube top TCG2016V12/16 (4x) SP | Seal plug tube top TCG2016V12/16 (4x) SP | Dichtung Kerzenr. ob TCG2016V12/16(4x)SP | Seal plug tube top TCG2016V12/16 (4x) SP | 27 | 42.05 | 4062321381325 | 0.012 | 0.008 | KG | 0.006 | CDM | 50 | 50 | 10 | MM | 84039090
8738649629 | Sealing ring TCG2016V12/16 (12x) SP | Sealing ring TCG2016V12/16 (12x) SP | Dichtring TCG2016V12/16 (12x) SP | Sealing ring TCG2016V12/16 (12x) SP | 28 | 47.73 | 4062321381332 | 0.016 | 0.012 | KG | 0.001 | CDM | 30 | 15 | 10 | MM | 84039090
8738649630 | Sealing intake duct TCG2016V16 MWM SP | Sealing intake duct TCG2016V16 MWM SP | Dichtring Ansaugkanal TCG2016V16 MWM SP | Sealing intake duct TCG2016V16 MWM SP | 36 | 102.88 | 4062321381349 | 0.025 | 0.011 | KG | 0.078 | CDM | 140 | 140 | 4 | MM | 84039090
8738649634 | Thermocouple TCG2016V12/16 SP | Thermocouple TCG2016V12/16 SP | Thermoelement TCG2016V12/16 SP | Thermocouple TCG2016V12/16 SP | 63 | 930.4 | 4062321466633 | 0.132 | 0.1 | KG | 0.391 | CDM | 200 | 85 | 23 | MM | 90251900
8738649635 | Gasket TCG2016V12 SP | Gasket TCG2016V12 SP | Dichtung TCG2016V12 SP | Gasket TCG2016V12 SP | 52 | 416.66 | 4062321381356 | 0.082 | 0.066 | KG | 0.082 | CDM | 202 | 202 | 2 | MM | 84039090
8738649637 | O-ring TCG2016V12 SP | O-ring TCG2016V12 SP | O-Ring TCG2016V12 SP | O-ring TCG2016V12 SP | 19 | 18.48 | 4062321381370 | 0.024 | 0.003 | KG | 0.462 | CDM | 340 | 340 | 4 | MM | 40169300
8738649638 | Screw TCG2016V12 SP | Screw TCG2016V12 SP | Schraube TCG2016V12 SP | Screw TCG2016V12 SP | 34 | 87.65 | 4062321466640 | 0.114 | 0.11 | KG | 0.038 | CDM | 66 | 24 | 24 | MM | 84039090
8738649639 | Nut TCG2016V12 (4x) SP | Nut TCG2016V12 (4x) SP | Mutter TCG2016V12 (4x) SP | Nut TCG2016V12 (4x) SP | 30 | 59.86 | 4062321466657 | 0.136 | 0.132 | KG | 0.008 | CDM | 55 | 55 | 14 | MM | 84039090
8738649641 | Sealing ring TCG2016V12/16 (2x) SP | Sealing ring TCG2016V12/16 (2x) SP | Dichtring TCG2016V12/16 (2x) SP | Sealing ring TCG2016V12/16 (2x) SP | 44 | 222.48 | 4062321466664 | 0.142 | 0.032 | KG | 0.306 | CDM | 175 | 175 | 10 | MM | 84039090
8738649644 | Sealing ring TCG2016V12 (4x) SP | Sealing ring TCG2016V12 (4x) SP | Dichtring TCG2016V12 (4x) SP | Sealing ring TCG2016V12 (4x) SP | 30 | 59.86 | 4062321466671 | 0.012 | 0.008 | KG | 0.007 | CDM | 60 | 55 | 10 | MM | 84039090
8738649646 | Connection piece TCG2016V12 SP | Connection piece TCG2016V12 SP | Verbindungsstück TCG2016V12 SP | Connection piece TCG2016V12 SP | 42 | 182.04 | 4062321381394 | 0.032 | 0.03 | KG | 0.03 | CDM | 50 | 50 | 15 | MM | 84039090
8738649647 | Connection piece TCG2016V12 SP | Connection piece TCG2016V12 SP | Verbindungsstück TCG2016V12 SP | Connection piece TCG2016V12 SP | 40 | 145.62 | 4062321381400 | 0.055 | 0.051 | KG | 0.058 | CDM | 50 | 50 | 25 | MM | 84039090
8738649650 | Compensator SP | Compensator SP | Kompensator SP | Compensator SP | 62 | 876.45 | 4062321466695 | 0.43 | 0.417 | KG | 0.562 | CDM | 105 | 105 | 51 | MM | 84039090
8738649651 | Clip TCG2016V12/16 SP | Clip TCG2016V12/16 SP | Spannschelle TCG2016V12/16 SP | Clip TCG2016V12/16 SP | 44 | 222.48 | 4062321466701 | 0.235 | 0.228 | KG | 0.285 | CDM | 128 | 117 | 19 | MM | 84039090
8738649654 | Pipe connection TCG2016V16 SP | Pipe connection TCG2016V16 SP | Rohrverbinder TCG2016V16 SP | Pipe connection TCG2016V16 SP | 50 | 357.33 | 4062321466718 | 0.712 | 0.662 | KG | 1.399 | CDM | 155 | 95 | 95 | MM | 84149000
8738649655 | Protection tube TCG2016V16 SP | Protection tube TCG2016V16 SP | Schutzrohr TCG2016V16 SP | Protection tube TCG2016V16 SP | 33 | 80.64 | 4062321466725 | 0.279 | 0.089 | KG | 0.131 | CDM | 210 | 30 | 30 | MM | 84039090
8738649657 | Cylinder screw TCG2016V16 SP | Cylinder screw TCG2016V16 SP | Zylinderschraube TCG2016V16 SP | Cylinder screw TCG2016V16 SP | 34 | 87.65 | 4062321466732 | 0.046 | 0.044 | KG | 0.018 | CDM | 70 | 16 | 16 | MM | 84039090
8738649666 | Housing TCG2016V16 SP | Housing TCG2016V16 SP | Gehäuse TCG2016V16 SP | Housing TCG2016V16 SP | 90 | 3074.35 | 4062321466756 | 29.46 | 12.56 | KG | 90 | CDM | 800 | 600 | 300 | MM | 84039090
8738649667 | Clip TCG2016V12 SP | Clip TCG2016V12 SP | Spannschelle TCG2016V12 SP | Clip TCG2016V12 SP | 41 | 160.45 | 4062321466763 | 0.218 | 0.211 | KG | 0.321 | CDM | 130 | 130 | 19 | MM | 84039090
8738649671 | Sealing ring TCG2016V16 (2x) SP | Sealing ring TCG2016V16 (2x) SP | Dichtring TCG2016V16 (2x) SP | Sealing ring TCG2016V16 (2x) SP | 36 | 102.88 | 4062321381424 | 0.014 | 0.01 | KG | 0.015 | CDM | 62 | 62 | 4 | MM | 84039090
8738649672 | Sealing ring TCG2016V16 (2x) SP | Sealing ring TCG2016V16 (2x) SP | Dichtring TCG2016V16 (2x) SP | Sealing ring TCG2016V16 (2x) SP | 33 | 80.64 | 4062321381431 | 0.014 | 0.01 | KG | 0.014 | CDM | 59 | 59 | 4 | MM | 84039090
8738649673 | Gasket TCG2016V12/V16 (2x) SP | Gasket TCG2016V12/V16 (2x) SP | Dichtung TCG2016V12/16 (2x) SP | Gasket TCG2016V12/V16 (2x) SP | 37 | 112.45 | 4062321466770 | 0.042 | 0.028 | KG | 0.025 | CDM | 143 | 87 | 2 | MM | 84039090
8738649677 | Holder TCG2016V12/16 SP | Holder TCG2016V12/16 SP | Halter TCG2016V12/16 SP | Holder TCG2016V12/16 SP | 41 | 160.45 | 4062321466787 | 0.193 | 0.187 | KG | 0.021 | CDM | 210 | 33 | 3 | MM | 84039090
8738649680 | O-ring TCG2016V12 SP | O-ring TCG2016V12 SP | O-Ring TCG2016V12 SP | O-ring TCG2016V12 SP | 42 | 182.04 | 4062321466794 | 0.059 | 0.033 | KG | 0.292 | CDM | 270 | 270 | 4 | MM | 84039090
8738649681 | Gasket inlet pipe TCG2016V12 (2x) SP | Gasket inlet pipe TCG2016V12 (2x) SP | Dichtung Ansaugrohr TCG2016V12 (2x) SP | Gasket inlet pipe TCG2016V12 (2x) SP | 43 | 202.26 | 4062321466800 | 0.11 | 0.084 | KG | 0.053 | CDM | 338 | 248 | 10 | MM | 84039090
8738649682 | Clip TCG2016V12/16 SP | Clip TCG2016V12/16 SP | Spannschelle TCG2016V12/16 SP | Clip TCG2016V12/16 SP | 50 | 357.33 | 4062321466817 | 0.27 | 0.258 | KG | 1.023 | CDM | 207 | 183 | 27 | MM | 84039090
8738649692 | Seal kit TCG2016V16 SP | Seal kit TCG2016V16 SP | Dichtungssatz TCG2016V16 SP | Seal kit TCG2016V16 SP | 51 | 384.3 | 4062321466831 | 0.328 | 0.1 | KG | 0.063 | CDM | 202 | 155 | 2 | MM | 68159100
8738649693 | Filter TCG2020V12 crankcase breath.in SP | Filter TCG2020V12 crankcase breath.in SP | FilterTCG2020V12 Kurbelgeh.Entlüft.in SP | Filter TCG2020V12 crankcase breath.in SP | 96 | 4112.61 | 4062321381448 | 9.1 | 8.8 | KG | 37.731 | CDM | 360 | 360 | 350 | MM | 84039090
8738649694 | Filter TCG2020V12 crankc. breath out SP | Filter TCG2020V12 crankc. breath out SP | FilterTCG2020V12 Kurbelgeh.Entlüft.au SP | Filter TCG2020V12 crankc. breath out SP | 73 | 1469.76 | 4062321381455 | 5.689 | 4.835 | KG | 63.48 | CDM | 325 | 475 | 500 | MM | 84039090
8738649695 | Sealing ring TCG2020V12 SP | Sealing ring TCG2020V12 SP | Dichtungsring TCG2020V12 SP | Sealing ring TCG2020V12 SP | 44 | 222.48 | 4062321466848 | 0.087 | 0.055 | KG | 3.938 | CDM | 150 | 130 | 25 | MM | 84039090
8738649696 | Sealing ring TCG2016V12/16 (2x) SP | Sealing ring TCG2016V12/16 (2x) SP | Dichtring TCG2016V12/16 (2x) SP | Sealing ring TCG2016V12/16 (2x) SP | 35 | 95.06 | 4062321381462 | 0.008 | 0.007 | KG | 0.02 | CDM | 75 | 75 | 5 | MM | 84039090
8738649703 | Valve lid gasket Perkins 4008 (4x) SP | Valve lid gasket Perkins 4008 (4x) SP | Ventildeckeldichtung Perkins4008 (4x) SP | Valve lid gasket Perkins 4008 (4x) SP | 38 | 122.17 | 4062321381509 | 0.062 | 0.036 | KG | 0.151 | CDM | 210 | 305 | 7 | MM | 84039090
8738649704 | O-ring spark plug tube bottom (8x) SP | O-ring spark plug tube bottom (8x) SP | O-Ring Zündkerzenrohr unten (8x) SP | O-ring spark plug tube bottom (8x) SP | 46 | 266.98 | 4062321381516 | 0.02 | 0.016 | KG | 0.003 | CDM | 50 | 50 | 10 | MM | 40169300
8738649706 | O-ring spark plug tube top (8x) SP | O-ring spark plug tube top (8x) SP | O-Ring Zündkerzenrohr oben (8x) SP | O-ring spark plug tube top (8x) SP | 47 | 291.25 | 4062321381523 | 0.036 | 0.032 | KG | 0.004 | CDM | 130 | 100 | 25 | MM | 40169300
8738649707 | Gasket Perkins 4008 SP | Gasket Perkins 4008 SP | Dichtung Perkins 4008 SP | Gasket Perkins 4008 SP | 33 | 80.64 | 4062321466855 | 0.022 | 0.008 | KG | 0.009 | CDM | 105 | 88 | 1 | MM | 68159100
8738649708 | Insert crankcase breather Perkins4016 SP | Insert crankcase breather Perkins4016 SP | Einsatz Kurbelgeh.Entlüft.Perkins4016 SP | Insert crankcase breather Perkins4016 SP | 50 | 357.33 | 4062321466862 | 0.804 | 0.683 | KG | 7.422 | CDM | 310 | 235 | 245 | MM | 84039090
8738649719 | Button cell CR2032 SP | Button cell CR2032 SP | Knopfzelle CR2032 SP | Button cell CR2032 SP | 15 | 10.93 | 4062321317072 | 0.008 | 0.007 | KG | 0.056 | CDM | 100 | 70 | 8 | MM | 84039090
8738649724 | Polar cap extra large SP | Polar cap extra large SP | Polkappe extra groß SP | Polar cap extra large SP | 21 | 22.92 | 4062321466886 | 0.03 | 0.026 | KG | 0.123 | CDM | 77 | 40 | 40 | MM | 84039090
8738649725 | Lead battery 12V OGiV 65 SP | Lead battery 12V OGiV 65 SP | Bleibatterie 12V OGiV 65 SP | Lead battery 12V OGiV 65 SP | 52 | 416.66 | 4062321540692 | 29.848 | 22.648 | KG | 15.466 | CDM | 380 | 195 | 230 | MM | 84039090
8738649731 | Button cell CR1620 SP | Button cell CR1620 SP | Knopfzelle CR1620 SP | Button cell CR1620 SP | 13 | 7.69 | 4062321381554 | 0.005 | 0.001 | KG | 0.001 | CDM | 65 | 55 | 2 | MM | 84039090
8738649737 | Valve lid gasket MTU 6/8/12-cyl. (2x) SP | Valve lid gasket MTU 6/8/12-cyl. (2x) SP | Ventildeckeldicht. MTU6/8/12-Zyl. (2x)SP | Valve lid gasket MTU 6/8/12-cyl. (2x) SP | 29 | 53.54 | 4062321381578 | 0.04 | 0.016 | KG | 0.022 | CDM | 150 | 150 | 2 | MM | 84039090
8738649742 | Nut M10 MTU (2x) SP | Nut M10 MTU (2x) SP | Mutter M10 MTU (2x) SP | Nut M10 MTU (2x) SP | 29 | 53.54 | 4062321466909 | 0.028 | 0.024 | KG | 0.003 | CDM | 17 | 17 | 10 | MM | 84039090
8738649744 | Sealing ring MTU 8x11,5mm CU SP | Sealing ring MTU 8x11,5mm CU SP | Dichtring MTU 8x11,5mm CU SP | Sealing ring MTU 8x11,5mm CU SP | 14 | 9.38 | 4062321411862 | 0.006 | 0.002 | KG | 0.144 | CCM | 60 | 60 | 1 | MM | 74198090
8738649770 | Ventilation tape PVC 33m SP | Ventilation tape PVC 33m SP | Lüftungsklebeband PVC 33m SP | Ventilation tape PVC 33m SP | 19 | 18.48 | 4062321381615 | 0.269 | 0.265 | KG | 0.321 | CDM | 85 | 85 | 50 | MM | 84039090
8738649771 | Servomotor NM230A SP | Servomotor NM230A SP | Stellmotor NM230A SP | Servomotor NM230A SP | 45 | 244.05 | 4062321381622 | 0.821 | 0.722 | KG | 2.984 | CDM | 270 | 130 | 80 | MM | 84039090
8738649772 | Servomotor SM230A-S SP | Servomotor SM230A-S SP | Stellmotor SM230A-S SP | Servomotor SM230A-S SP | 49 | 335.74 | 4062321466947 | 1.232 | 1.112 | KG | 9.136 | CDM | 270 | 130 | 80 | MM | 84039090
8738649775 | Oil for fan GM10SBG SP | Oil for fan GM10SBG SP | Öl f. Gebläse GM10S BG SP | Oil for fan GM10SBG SP | 44 | 222.48 | 4062321381639 | 4.5 | 3.825 | KG | 7.843 | CDM | 230 | 110 | 310 | MM | 84039090
8738649776 | V-belt for fan GM10SBG SP | V-belt for fan GM10SBG SP | Keilriemen f. Gebläse GM10SBG SP | V-belt for fan GM10SBG SP | 33 | 80.64 | 4062321381646 | 0.127 | 0.123 | KG | 0.841 | CDM | 155 | 155 | 35 | MM | 84039090
8738649780 | Gen-AS 20kW water-cooled SP | Gen-AS 20kW water-cooled SP | Gen-AS 20kW wassergekühlt SP | Gen-AS 20kW water-cooled SP | 127 | 15560.5 | 4062321466954 | 344 | 324 | KG | 594.24 | CDM | 1200 | 800 | 619 | MM | 85016180
8738649781 | Insert heating element 2000W 1 1/2" SP | Insert heating element 2000W 1 1/2" SP | Einschraubheizkörper 2000W 1 1/2" SP | Insert heating element 2000W 1 1/2" SP | 56 | 585.2 | 4062321381660 | 1.66 | 1.411 | KG | 3.112 | CDM | 313 | 220 | 175 | MM | 84039090
8738649784 | Lever f. throttle rods big SP | Lever f. throttle rods big SP | Hebel für Gasgestänge gross SP | Lever f. throttle rods big SP | - | - | 4062321466961 | 0.041 | 0.037 | KG | 0.037 | CDM | 97 | 27 | 14 | MM | 84039090 | Phased out
8738649805 | Pipe brush DRM 16mm M6 (2x) SP | Pipe brush DRM 16mm M6 (2x) SP | Rohrbürste DRM 16mm M6 (2x) SP | Pipe brush DRM 16mm M6 (2x) SP | 29 | 53.54 | 4062321381684 | 0.042 | 0.038 | KG | 0.029 | CDM | 50 | 120 | 20 | MM | 84039090
8738649806 | Pipe brush DRM 18mm M6 (2x) SP | Pipe brush DRM 18mm M6 (2x) SP | Rohrbürste DRM 18mm M6 (2x) SP | Pipe brush DRM 18mm M6 (2x) SP | 30 | 59.86 | 4062321381691 | 0.044 | 0.04 | KG | 0.037 | CDM | 50 | 120 | 20 | MM | 84039090
8738649814 | O-ring 255x5,0mm (2x) SP | O-ring 255x5,0mm (2x) SP | O-Ring 255x5,0mm (2x) SP | O-ring 255x5,0mm (2x) SP | - | - | 4062321467005 | 0.064 | 0.038 | KG | 0.351 | CDM | 295 | 195 | 5 | MM | 84039090 | Phased out
8738649841 | Pipe brush DRM 20mm M6 (2x) SP | Pipe brush DRM 20mm M6 (2x) SP | Rohrbürste DRM 20mm M6 (2x) SP | Pipe brush DRM 20mm M6 (2x) SP | 30 | 59.86 | 4062321381769 | 0.044 | 0.04 | KG | 0.046 | CDM | 50 | 120 | 20 | MM | 84039090
8738649847 | Srew fitting ISO G1" SP | Srew fitting ISO G1" SP | Verschraubung ISO G1" für WT SP | Srew fitting ISO G1" SP | 31 | 66.74 | 4062321381783 | 0.16 | 0.156 | KG | 0.045 | CDM | 35 | 80 | 35 | MM | 84039090
8738649857 | Inlet silencer AGG 168/50 SP | Inlet silencer AGG 168/50 SP | Ansaugschalldämpfer 23AGG 168/50-EN20 SP | Inlet silencer AGG 168/50 SP | 45 | 244.05 | 4062321467029 | 1.349 | 1.165 | KG | 16.065 | CDM | 300 | 255 | 210 | MM | 84039090
8738649872 | Perbunan impeller for impeller pump B SP | Perbunan impeller for impeller pump B SP | Perbunan-Impeller f. Impellerpumpe B SP | Perbunan impeller for impeller pump B SP | 42 | 182.04 | 4062321381868 | 0.059 | 0.055 | KG | 0.133 | CDM | 55 | 55 | 45 | MM | 84039090
8738649877 | Expansion vessel 12L/0,5bar SP | Expansion vessel 12L/0,5bar SP | Ausdehnungsgefäß 12l/0,5bar SP | Expansion vessel 12L/0,5bar SP | 39 | 132.96 | 4062321467043 | 6.58 | 5.96 | KG | 36.75 | CDM | 350 | 350 | 300 | MM | 84798997
8738649878 | Expansion vessel Logafix 25L/0,5bar SP | Expansion vessel Logafix 25L/0,5bar SP | Ausdehnungsgefäß 25l/0,5bar SP | Expansion vessel Logafix 25L/0,5bar SP | 42 | 182.04 | 4062321381899 | 5.33 | 4.53 | KG | 41.6 | CDM | 400 | 400 | 260 | MM | 84798997
8738649879 | Expansion vessel 35l/0,5bar SP | Expansion vessel 35l/0,5bar SP | Ausdehnungsgefäß 35l/0,5bar SP | Expansion vessel 35l/0,5bar SP | 42 | 182.04 | 4062321467050 | 7 | 5.95 | KG | 61.51 | CDM | 450 | 450 | 300 | MM | 84798997
8738649882 | Expansion vessel 18L/1,5bar blue SP | Expansion vessel 18L/1,5bar blue SP | Ausdehnungsgefäß 18l/1,5bar blau SP | Expansion vessel 18L/1,5bar blue SP | - | - | 4062321381905 | 4.38 | 3.98 | KG | 36.26 | CDM | 330 | 328 | 335 | MM | 84798997 | Phased out
8738649883 | Expansion vessel 80l/1,5bar SP | Expansion vessel 80l/1,5bar SP | Ausdehnungsgefäß 80l/1,5bar SP | Expansion vessel 80l/1,5bar SP | 41 | 160.45 | 4062321467067 | 20.62 | 13.62 | KG | 328.8 | CDM | 800 | 600 | 685 | MM | 84798997
8738649884 | Mounting bracket Flexcon type MB 3 SP | Mounting bracket Flexcon type MB 3 SP | Aufhängezarge Flexcon Typ MB 3 SP | Mounting bracket Flexcon type MB 3 SP | - | - | 4062321381912 | 0.253 | 0.237 | KG | 0.278 | CDM | 116 | 96 | 25 | MM | 84798997 | Phased out | 8734020156
8738649887 | Expansion vessel 4l Top 4 SP | Expansion vessel 4l Top 4 SP | Ausdehnungsgefäß 4l Top 4 SP | Expansion vessel 4l Top 4 SP | 38 | 122.17 | 4062321467074 | 2.882 | 2.262 | KG | 36.75 | CDM | 350 | 350 | 300 | MM | 84798997
8738649889 | Expansion vessel 50l/2,5bar SP | Expansion vessel 50l/2,5bar SP | Ausdehnungsgefäß 50l/2,5bar SP | Expansion vessel 50l/2,5bar SP | 42 | 182.04 | 4062321540166 | 12 | 11 | KG | 95.175 | CDM | 420 | 425 | 500 | MM | 84798997
8738649890 | Fast coupling reflex SU R1x1 SP | Fast coupling reflex SU R1x1 SP | Schnellkupplung reflex SU R1x1 SP | Fast coupling reflex SU R1x1 SP | 37 | 112.45 | 4062321467081 | 0.65 | 0.634 | KG | 0.414 | CDM | 115 | 80 | 45 | MM | 84798997
8738649894 | Butterfly valve type 981-70/45 SP | Butterfly valve type 981-70/45 SP | Drosselklappe RMG Typ 981-70/45 SP | Butterfly valve type 981-70/45 SP | 56 | 585.2 | 4062321381929 | 0.941 | 0.841 | KG | 0.651 | CDM | 155 | 100 | 42 | MM | 84039090
8738649908 | Filter element f. gas filter DN100 SP | Filter element f. gas filter DN100 SP | Filtereinsatz f. Gasfilter DN100 SP | Filter element f. gas filter DN100 SP | 42 | 182.04 | 4062321467128 | 0.758 | 0.172 | KG | 0.903 | CDM | 420 | 215 | 10 | MM | 84039090
8738649909 | O-ring gas filter DN100 SP | O-ring gas filter DN100 SP | O-Ring Gasfilter DN100 SP | O-ring gas filter DN100 SP | 29 | 53.54 | 4062321467135 | 0.024 | 0.008 | KG | 0.173 | CDM | 135 | 120 | 5 | MM | 84039090
8738649912 | Filter element GFK80 DN80 SP | Filter element GFK80 DN80 SP | Filtereinsatz GFK80 DN80 SP | Filter element GFK80 DN80 SP | 37 | 112.45 | 4062321381936 | 0.214 | 0.203 | KG | 0.9 | CDM | 500 | 180 | 10 | MM | 84039090
8738649916 | Gly. pressure gauge 0-2,5/4bar 1/2" SP | Gly. pressure gauge 0-2,5/4bar 1/2" SP | Glyzerin-Manometer 0-2,5/4bar 1/2" SP | Gly. pressure gauge 0-2,5/4bar 1/2" SP | 23 | 27.22 | 4062321467159 | 0.199 | 0.109 | KG | 0.326 | CDM | 80 | 80 | 51 | MM | 90262040
8738649917 | Gly. pressure gauge 0-10bar ø63mm1/4" SP | Gly. pressure gauge 0-10bar ø63mm1/4" SP | Glyzerin-Manometer 0-10bar ø63mm 1/4" SP | Gly. pressure gauge 0-10bar ø63mm1/4" SP | 32 | 73.62 | 4062321381943 | 0.262 | 0.162 | KG | 0.256 | CDM | 67 | 70 | 65 | MM | 90262040
8738649919 | Gly. pressure gauge 0-2,5barø63mm1/4" SP | Gly. pressure gauge 0-2,5barø63mm1/4" SP | Glyzerin-Manometer 0-2,5barø63mm 1/4" SP | Gly. pressure gauge 0-2,5barø63mm1/4" SP | 32 | 73.62 | 4062321381950 | 0.221 | 0.211 | KG | 0.254 | CDM | 70 | 75 | 65 | MM | 90262040
8738649920 | Automatic valve G1/4 i. R1/2 external SP | Automatic valve G1/4 i. R1/2 external SP | Automatik-Ventil G1/4 I R1/2 A SP | Automatic valve G1/4 i. R1/2 external SP | 31 | 66.74 | 4062321467166 | 0.159 | 0.059 | KG | 0.013 | CDM | 22 | 22 | 26 | MM | 84039090
8738649924 | Bourdon-tube gauge 0-4bar ø100mm 1/2" SP | Bourdon-tube gauge 0-4bar ø100mm 1/2" SP | Rohrfeder-Manometer0-4bar ø100mm 1/2" SP | Bourdon-tube gauge 0-4bar ø100mm 1/2" SP | 41 | 160.45 | 4062321467180 | 0.576 | 0.532 | KG | 0.688 | CDM | 142 | 101 | 48 | MM | 90262040
8738649925 | Bourdon-tube gauge 0-25bar ø100mm1/2" SP | Bourdon-tube gauge 0-25bar ø100mm1/2" SP | Rohrfeder-Manome. 0-25bar ø100mm 1/2" SP | Bourdon-tube gauge 0-25bar ø100mm1/2" SP | 41 | 160.45 | 4062321467197 | 0.58 | 0.541 | KG | 0.688 | CDM | 142 | 101 | 48 | MM | 90262040
8738649926 | Bourdon-tube gauge 0-10bar ø100mm1/2" SP | Bourdon-tube gauge 0-10bar ø100mm1/2" SP | Rohrfeder-Manome. 0-10bar ø100mm 1/2" SP | Bourdon-tube gauge 0-10bar ø100mm1/2" SP | 40 | 145.62 | 4062321467203 | 0.588 | 0.544 | KG | 0.71 | CDM | 142 | 102 | 49 | MM | 90262040
8738649927 | U-tube pressure gauge 0-120mbar SP | U-tube pressure gauge 0-120mbar SP | U-Rohr-Manometer 0-120mbar SP | U-tube pressure gauge 0-120mbar SP | 54 | 493.52 | 4062321540173 | 1.231 | 0.47 | KG | 3.853 | CDM | 280 | 205 | 75 | MM | 84039090
8738649929 | Pressure gauge 0-160mbar ø100mm 1/2" SP | Pressure gauge 0-160mbar ø100mm 1/2" SP | Manometer 0-160mbar ø100mm 1/2" MS SP | Pressure gauge 0-160mbar ø100mm 1/2" SP | 40 | 145.62 | 4062321381967 | 0.738 | 0.68 | KG | 0.985 | CDM | 107 | 107 | 86 | MM | 90262040
8738649931 | Pressure gauge 0-100mbar ø63mm 1/4" SP | Pressure gauge 0-100mbar ø63mm 1/4" SP | Manometer 0-100mbar ø63mm 1/4" SP | Pressure gauge 0-100mbar ø63mm 1/4" SP | 39 | 132.96 | 4062321381974 | 0.186 | 0.173 | KG | 0.214 | CDM | 85 | 63 | 40 | MM | 90262040
8738649938 | Solenoid valve DMV-D 5050/11-24V DN50 SP | Solenoid valve DMV-D 5050/11-24V DN50 SP | Magnetventil DMV-D 5050/11-24V DN50 SP | Solenoid valve DMV-D 5050/11-24V DN50 SP | 84 | 2467.56 | 4062321381998 | 9.01 | 7.658 | KG | 15.166 | CDM | 195 | 255 | 305 | MM | 84818099
8738649942 | Solenoid valve DMV-D 5040-24V DN40 SP | Solenoid valve DMV-D 5040-24V DN40 SP | Magnetventil DMV-D 5040-24V DN40 SP | Solenoid valve DMV-D 5040-24V DN40 SP | 81 | 2143.96 | 4062321382001 | 8.685 | 7.382 | KG | 15 | CDM | 200 | 250 | 300 | MM | 84818099
8738649943 | Solenoid valve DMV-D 5065/11-24V DN65 SP | Solenoid valve DMV-D 5065/11-24V DN65 SP | Magnetventil DMV-D 5065/11-24V DN65 SP | Solenoid valve DMV-D 5065/11-24V DN65 SP | 98 | 4530.62 | 4062321540753 | 15.86 | 15.24 | KG | 18.956 | CDM | 260 | 300 | 390 | MM | 84818099
8738649944 | 3/2-5/2-way-solenoid v. 1/4" 2-8bar SP | 3/2-5/2-way-solenoid v. 1/4" 2-8bar SP | 3/2-5/2-Wege Magnetventil 1/4" 2-8bar SP | 3/2-5/2-way-solenoid v. 1/4" 2-8bar SP | 39 | 132.96 | 4062321382018 | 0.47 | 0.37 | KG | 0.444 | CDM | 75 | 140 | 35 | MM | 84818099
8738649945 | 2/2-way-solenoid valve G 1/2" 0-16bar SP | 2/2-way-solenoid valve G 1/2" 0-16bar SP | 2/2-Wege Magnetventil G 1/2" 0-16bar SP | 2/2-way-solenoid valve G 1/2" 0-16bar SP | 46 | 266.98 | 4062321467234 | 0.779 | 0.689 | KG | 4.5 | CDM | 120 | 90 | 60 | MM | 84818099
8738649946 | Pressure switch GW50 A5AGG3 5-50mbar SP | Pressure switch GW50 A5AGG3 5-50mbar SP | Druckwächter GW50 A5AGG3 5-50mbar SP | Pressure switch GW50 A5AGG3 5-50mbar SP | 41 | 160.45 | 4062321382025 | 0.127 | 0.115 | KG | 0.195 | CDM | 70 | 62 | 45 | MM | 85365080
8738649947 | Pressure switch GW50A5/1AGG3 5-50mbar SP | Pressure switch GW50A5/1AGG3 5-50mbar SP | Druckwächter GW50 A5/1AGG3 5-50mbar SP | Pressure switch GW50A5/1AGG3 5-50mbar SP | 43 | 202.26 | 4062321467241 | 0.218 | 0.118 | KG | 0.22 | CDM | 90 | 70 | 65 | MM | 85365080
8738649948 | Pressure switch GW150 A6 10-150mbar SP | Pressure switch GW150 A6 10-150mbar SP | Druckwächter GW150 A6 10-150mbar SP | Pressure switch GW150 A6 10-150mbar SP | 42 | 182.04 | 4062321467258 | 0.246 | 0.146 | KG | 0.289 | CDM | 74 | 62 | 63 | MM | 85365080
8738649950 | Solenoid valve VAS125R/NK DN25 1" SP | Solenoid valve VAS125R/NK DN25 1" SP | Magnetventil VAS125R/NK DN25 1" SP | Solenoid valve VAS125R/NK DN25 1" SP | 58 | 680.95 | 4062321382032 | 1.725 | 1.466 | KG | 3.036 | CDM | 220 | 115 | 120 | MM | 84818099
8738649952 | Solenoid valve VAS240R/NK DN40 1 1/2" SP | Solenoid valve VAS240R/NK DN40 1 1/2" SP | Magnetventil VAS240R/NK DN40 1 1/2" SP | Solenoid valve VAS240R/NK DN40 1 1/2" SP | 63 | 930.4 | 4062321382056 | 4.12 | 3.502 | KG | 4.227 | CDM | 265 | 145 | 110 | MM | 84818099
8738649954 | Test nipple cpl. G1/8" A w. seal ring SP | Test nipple cpl. G1/8" A w. seal ring SP | Messstutzen kpl. G1/8" A m. Dichtring SP | Test nipple cpl. G1/8" A w. seal ring SP | 39 | 132.96 | 4062321467265 | 0.014 | 0.013 | KG | 0.005 | CDM | 25 | 15 | 15 | MM | 84039090
8738649956 | Flange Rp 1/2" for DMV-D 503/11 SP | Flange Rp 1/2" for DMV-D 503/11 SP | Flansch Rp 1/2" für DMV-D 503/11 SP | Flange Rp 1/2" for DMV-D 503/11 SP | 39 | 132.96 | 4062321467272 | 0.25 | 0.15 | KG | 0.103 | CDM | 73 | 64 | 22 | MM | 84039090
8738649958 | Universal non-return valve1 1/4"18bar SP | Universal non-return valve1 1/4"18bar SP | Universal-Rückschlagvent.1 1/4" 18bar SP | Universal non-return valve1 1/4"18bar SP | 28 | 47.73 | 4062321467289 | 0.736 | 0.636 | KG | 0.309 | CDM | 83 | 61 | 61 | MM | 84813099
8738649959 | Safety shut-off val. 1/2"2,5bar brass SP | Safety shut-off val. 1/2"2,5bar brass SP | Sicherheitsventil 1/2" 2,5bar MS SP | Safety shut-off val. 1/2"2,5bar brass SP | 18 | 16.32 | 4062321382070 | 0.15 | 0.142 | KG | 0.198 | CDM | 80 | 55 | 45 | MM | 84814090
8738649960 | Safety shut-off valve 1" 2,5bar brass SP | Safety shut-off valve 1" 2,5bar brass SP | Sicherheitsventil 1" 2,5bar MS SP | Safety shut-off valve 1" 2,5bar brass SP | 28 | 47.73 | 4062321382087 | 0.453 | 0.431 | KG | 0.362 | CDM | 100 | 51 | 71 | MM | 84814090
8738649962 | Safety shut-off val.1 1/4" 2,5bar br. SP | Safety shut-off val.1 1/4" 2,5bar br. SP | Sicherheitsventil 1 1/4" 2,5bar MS SP | Safety shut-off val.1 1/4" 2,5bar br. SP | 35 | 95.06 | 4062321382094 | 0.527 | 0.501 | KG | 0.458 | CDM | 109 | 75 | 56 | MM | 84814090
8738649963 | Safety shut-off valve 1" 3bar brass SP | Safety shut-off valve 1" 3bar brass SP | Sicherheitsventil 1" 3bar MS SP | Safety shut-off valve 1" 3bar brass SP | 28 | 47.73 | 4062321467296 | 0.664 | 0.647 | KG | 0.368 | CDM | 100 | 80 | 50 | MM | 84818099
8738649966 | Safety shut-off val.1/2" 4,5bar brass SP | Safety shut-off val.1/2" 4,5bar brass SP | Sicherheitsventil 1/2" 4,5bar 851H4 SP | Safety shut-off val.1/2" 4,5bar brass SP | 47 | 291.25 | 4062321467302 | 0.59 | 0.5 | KG | 4.5 | CDM | 200 | 150 | 150 | MM | 84818099
8738649968 | Safety shut-off val.3/4" 2,5bar brass SP | Safety shut-off val.3/4" 2,5bar brass SP | Sicherheitsventil 3/4" 2,5bar MS SP | Safety shut-off val.3/4" 2,5bar brass SP | 22 | 24.96 | 4062321467319 | 0.367 | 0.355 | KG | 0.205 | CDM | 82 | 61 | 41 | MM | 84818099
8738649970 | Safety shut-off valve 1/2" 6bar brass SP | Safety shut-off valve 1/2" 6bar brass SP | Sicherheitsventil 1/2" 6bar 8115 MS SP | Safety shut-off valve 1/2" 6bar brass SP | 28 | 47.73 | 4062321382100 | 0.22 | 0.209 | KG | 0.21 | CDM | 85 | 55 | 45 | MM | 84814090
8738649980 | Safety shut-off valve 1" 1,5bar brass SP | Safety shut-off valve 1" 1,5bar brass SP | Sicherheitsventil 1" 1,5bar MS SP | Safety shut-off valve 1" 1,5bar brass SP | 43 | 202.26 | 4062321382117 | 0.66 | 0.561 | KG | 0.53 | CDM | 80 | 125 | 53 | MM | 84814090
8738649981 | Gas-ball valve with 1" 948NG TAS SP | Gas-ball valve with 1" 948NG TAS SP | Gasabsperrkugelhahn 1" 998NG TAS SP | Gas-ball valve with 1" 948NG TAS SP | 31 | 66.74 | 4062321467326 | 0.855 | 0.765 | KG | 4.5 | CDM | 200 | 150 | 150 | MM | 84818081
8738649983 | Gas-ball valve with 1 1/2" 984 TAS SP | Gas-ball valve with 1 1/2" 984 TAS SP | Gasabsperrkugelhahn 1 1/2" 984 TAS SP | Gas-ball valve with 1 1/2" 984 TAS SP | 44 | 222.48 | 4062321467333 | 1.96 | 1.84 | KG | 9.136 | CDM | 301 | 201 | 151 | MM | 84818081
8738649987 | 3-way valve DN15 PN16 SP | 3-way valve DN15 PN16 SP | 3-Wege-Ventil DN15 PN16 SP | 3-way valve DN15 PN16 SP | 46 | 266.98 | 4062321382131 | 0.686 | 0.583 | KG | 0.43 | CDM | 140 | 105 | 60 | MM | 84818099
8738649991 | Toothed belt 170XL neoprene SP | Toothed belt 170XL neoprene SP | Zahnriemen 170XL Neopren SP | Toothed belt 170XL neoprene SP | 30 | 59.86 | 4062321467340 | 0.12 | 0.03 | KG | 4.5 | CDM | 90 | 130 | 10 | MM | 40103900
8738650001 | Ball valve 1" IG/AG MS SP | Ball valve 1" IG/AG MS SP | Kugelhahn 1" IG/AG MS SP | Ball valve 1" IG/AG MS SP | 30 | 59.86 | 4062321467357 | 0.525 | 0.435 | KG | 4.5 | CDM | 200 | 150 | 150 | MM | 84818081
8738650003 | Fill and empty valve KFE 3/8" SP | Fill and empty valve KFE 3/8" SP | Füll-und Entleerungshahn KFE 3/8" SP | Fill and empty valve KFE 3/8" SP | 31 | 66.74 | 4062321467364 | 0.186 | 0.182 | KG | 0.091 | CDM | 70 | 27 | 48 | MM | 84818099
8738650007 | Pushbutton cock for press. gauge 1/2" SP | Pushbutton cock for press. gauge 1/2" SP | Manometerdruckknopfhahn 1/2" SP | Pushbutton cock for press. gauge 1/2" SP | 29 | 53.54 | 4062321382155 | 0.458 | 0.258 | KG | 0.131 | CDM | 72 | 65 | 28 | MM | 84039090
8738650011 | Spare element Centaflex D 198-75 SP | Spare element Centaflex D 198-75 SP | Ersatzelement Centaflex D 198-75 SP | Spare element Centaflex D 198-75 SP | 40 | 145.62 | 4062321467371 | 0.496 | 0.479 | KG | 0.678 | CDM | 212 | 80 | 40 | MM | 84039090
8738650012 | Spare element Centaflex D 220-75 SP | Spare element Centaflex D 220-75 SP | Ersatzelement Centaflex D 220-75 SP | Spare element Centaflex D 220-75 SP | 43 | 202.26 | 4062321467388 | 0.515 | 0.501 | KG | 1.217 | CDM | 235 | 140 | 37 | MM | 84039090
8738650015 | Spare element Centaflex D 275-60 SP | Spare element Centaflex D 275-60 SP | Ersatzelement Centaflex D 275-60 SP | Spare element Centaflex D 275-60 SP | 47 | 291.25 | 4062321382179 | 1.117 | 1.1 | KG | 1.476 | CDM | 140 | 210 | 40 | MM | 84039090
8738650020 | Pressure switch DG50 U3 2,5-50mbar SP | Pressure switch DG50 U3 2,5-50mbar SP | Druckwächter DG50 U3 2,5-50mbar SP | Pressure switch DG50 U3 2,5-50mbar SP | 43 | 202.26 | 4062321467395 | 0.31 | 0.264 | KG | 0.414 | CDM | 81 | 74 | 69 | MM | 85365080
8738650024 | Flow limiter JSF-1E SP | Flow limiter JSF-1E SP | Strömungswächter JSF-1E SP | Flow limiter JSF-1E SP | 46 | 266.98 | 4062321382193 | 1.137 | 0.877 | KG | 3.678 | CDM | 135 | 310 | 90 | MM | 90261029
8738650025 | Pressure switch DWR16 70°C 3-16bar SP | Pressure switch DWR16 70°C 3-16bar SP | Druckwächter DWR16 70°C 3-16bar SP | Pressure switch DWR16 70°C 3-16bar SP | 55 | 538.01 | 4062321467418 | 0.568 | 0.478 | KG | 4.5 | CDM | 200 | 150 | 150 | MM | 85365080
8738650029 | Pressure regulator 1" FRNG510 SP | Pressure regulator 1" FRNG510 SP | Gleichdruckregler 1" FRNG510 SP | Pressure regulator 1" FRNG510 SP | 54 | 493.52 | 4062321467432 | 1.171 | 1.071 | KG | 3.73 | CDM | 200 | 145 | 145 | MM | 84818099
8738650030 | Pressure regulator 3/4" FRNG507 SP | Pressure regulator 3/4" FRNG507 SP | Gleichdruckregler 3/4" FRNG507 SP | Pressure regulator 3/4" FRNG507 SP | 50 | 357.33 | 4062321382209 | 0.941 | 0.859 | KG | 2.5 | CDM | 130 | 130 | 172 | MM | 84039090
8738650032 | Pressure regulator DN40 FRNG5040 SP | Pressure regulator DN40 FRNG5040 SP | Gleichdruckregler DN40 FRNG5040 SP | Pressure regulator DN40 FRNG5040 SP | 62 | 876.45 | 4062321382216 | 3.8 | 3.6 | KG | 11.2 | CDM | 200 | 200 | 280 | MM | 84818099
8738650033 | Pressure regulator DN65 FRNG5065 SP | Pressure regulator DN65 FRNG5065 SP | Gleichdruckregler DN65 FRNG5065 SP | Pressure regulator DN65 FRNG5065 SP | 80 | 2049.57 | 4062321467449 | 9.061 | 7.701 | KG | 30.968 | CDM | 300 | 320 | 450 | MM | 84818099
8738650035 | Press.governor FRU5065 DN65 25-55mbar SP | Press.governor FRU5065 DN65 25-55mbar SP | Umlaufregler FRU5065 DN65 25-55mbar SP | Press.governor FRU5065 DN65 25-55mbar SP | 76 | 1685.5 | 4062321382223 | 8.15 | 6.927 | KG | 31.678 | CDM | 285 | 285 | 390 | MM | 84039090
8738650036 | Press.governor FRU5080 DN80 10-30mbar SP | Press.governor FRU5080 DN80 10-30mbar SP | Umlaufregler FRU5080 DN80 10-30mbar SP | Press.governor FRU5080 DN80 10-30mbar SP | 78 | 1874.26 | 4062321382230 | 10.2 | 9.523 | KG | 35.929 | CDM | 295 | 315 | 440 | MM | 84039090
8738650037 | Pressure regulator 3/8" FRNG503 SP | Pressure regulator 3/8" FRNG503 SP | Gleichdruckregler 3/8" FRNG503 SP | Pressure regulator 3/8" FRNG503 SP | 46 | 266.98 | 4062321382247 | 0.649 | 0.551 | KG | 1.949 | CDM | 115 | 115 | 150 | MM | 84039090
8738650039 | Oil pressure transducer 0,5-8bar 230V SP | Oil pressure transducer 0,5-8bar 230V SP | Druckschalter 0,5-8bar 230V 1/4" SP | Oil pressure transducer 0,5-8bar 230V SP | 45 | 244.05 | 4062321467456 | 0.32 | 0.22 | KG | 0.376 | CDM | 75 | 95 | 60 | MM | 84039090
8738650045 | Oil level indicator GN650-76A SP | Oil level indicator GN650-76A SP | Ölstandsanzeige GN650-76A SP | Oil level indicator GN650-76A SP | 33 | 80.64 | 4062321467463 | 0.183 | 0.083 | KG | 0.1 | CDM | 110 | 60 | 22 | MM | 84039090
8738650056 | 3-way control valve DN50 PN16 450-451 SP | 3-way control valve DN50 PN16 450-451 SP | 3-Wege-Stellventil DN50 PN16 450-451 SP | 3-way control valve DN50 PN16 450-451 SP | 80 | 2049.57 | 4062321467500 | 21.369 | 20 | KG | 33.396 | CDM | 690 | 220 | 220 | MM | 84818099
8738650071 | Safety shut-off valve DN32 PN16 6bar SP | Safety shut-off valve DN32 PN16 6bar SP | Sicherheitsventil DN32 PN16 6bar SP | Safety shut-off valve DN32 PN16 6bar SP | 67 | 1125.92 | 4062321467517 | 31 | 28.75 | KG | 25.5 | CDM | 750 | 200 | 170 | MM | 84818099
8738650090 | Hose connector 3/8"x9mm OS brass SP | Hose connector 3/8"x9mm OS brass SP | Schlauchtülle 3/8"x9mm AG MS SP | Hose connector 3/8"x9mm OS brass SP | 31 | 66.74 | 4062321467548 | 0.057 | 0.052 | KG | 0.005 | CDM | 35 | 25 | 25 | MM | 84039090
8738650095 | Hose connector 3/8"x8mm OS brass SP | Hose connector 3/8"x8mm OS brass SP | Schlauchtülle 3/8"x8mm AG MS SP | Hose connector 3/8"x8mm OS brass SP | 31 | 66.74 | 4062321467555 | 0.231 | 0.227 | KG | 0.25 | CDM | 35 | 25 | 25 | MM | 74122000
8738650099 | Red.nipple 3/4"-1/2" ss SP | Red.nipple 3/4"-1/2" ss SP | Red.Nippel 3/4"-1/2" VA SP | Red.nipple 3/4"-1/2" ss SP | 20 | 20.5 | 4062321382261 | 0.033 | 0.031 | KG | 0.029 | CDM | 45 | 60 | 20 | MM | 84039090
8738650103 | Hexagon nut 1/4" brass | Hexagon nut 1/4" brass | Mutter 1/4" MS | Hexagon nut 1/4" brass | 30 | 59.86 | 4062321467562 | 0.014 | 0.01 | KG | 0.004 | CDM | 28 | 28 | 5 | MM | 84039090
8738650105 | Hexagon nut 1/2" brass | Hexagon nut 1/2" brass | Mutter 1/2" MS | Hexagon nut 1/2" brass | 11 | 4.79 | 4062321382278 | 0.017 | 0.016 | KG | 10.211 | CDM | 28 | 32 | 11396 | MM | 84039090
8738650106 | Red.nipple 1"-1/2" bl. SP | Red.nipple 1"-1/2" bl. SP | Red.Nippel 1"-1/2" ST SP | Red.nipple 1"-1/2" bl. SP | 21 | 22.92 | 4062321540210 | 0.114 | 0.11 | KG | 0.037 | CDM | 35 | 35 | 30 | MM | 84039090
8738650109 | Red.nipple 1"-3/4" bl. SP | Red.nipple 1"-3/4" bl. SP | Red.Nippel 1"-3/4" ST SP | Red.nipple 1"-3/4" bl. SP | 31 | 66.74 | 4062321467579 | 0.114 | 0.11 | KG | 0.043 | CDM | 35 | 35 | 30 | MM | 84039090
8738650111 | Red.nipple 2"-1" bl. SP | Red.nipple 2"-1" bl. SP | Red.Nippel 2"-1" ST SP | Red.nipple 2"-1" bl. SP | 30 | 59.86 | 4062321467586 | 0.424 | 0.42 | KG | 0.144 | CDM | 65 | 75 | 35 | MM | 84039090
8738650124 | Cutting ring PSR15L SP | Cutting ring PSR15L SP | Schneidring PSR15L SP | Cutting ring PSR15L SP | 30 | 59.86 | 4062321467609 | 0.009 | 0.005 | KG | 0.003 | CDM | 20 | 20 | 10 | MM | 84039090
8738650125 | Union nut M15L SP | Union nut M15L SP | Überwurfmutter M15L SP | Union nut M15L SP | 30 | 59.86 | 4062321467616 | 0.07 | 0.066 | KG | 0.014 | CDM | 26 | 30 | 18 | MM | 84039090
8738650129 | Cap no. 300 1" bl. SP | Cap no. 300 1" bl. SP | Kappe Nr. 300 1" ST SP | Cap no. 300 1" bl. SP | 30 | 59.86 | 4062321467623 | 0.111 | 0.107 | KG | 0.028 | CDM | 44 | 25 | 25 | MM | 84039090
8738650132 | Plug ø12,0mm black plastic (4x) SP | Plug ø12,0mm black plastic (4x) SP | Blindstopfen ø12,0mm Kunststoff (4x) SP | Plug ø12,0mm black plastic (4x) SP | 30 | 59.86 | 4062321467630 | 0.012 | 0.008 | KG | 0.225 | CCM | 15 | 15 | 1 | MM | 84039090
8738650135 | Plug 1/2" no. 290 bl. SP | Plug 1/2" no. 290 bl. SP | Stopfen 1/2" Nr. 290 ST SP | Plug 1/2" no. 290 bl. SP | 19 | 18.48 | 4062321382285 | 0.101 | 0.097 | KG | 0.021 | CDM | 27 | 27 | 30 | MM | 84039090
8738650137 | Plug 3/4" no. 290 bl. SP | Plug 3/4" no. 290 bl. SP | Stopfen 3/4" Nr. 290 ST SP | Plug 3/4" no. 290 bl. SP | 21 | 22.92 | 4062321382292 | 0.123 | 0.119 | KG | 0.035 | CDM | 40 | 40 | 32 | MM | 84039090
8738650142 | Screw plug DIN 910 M14x1,5 galv. SP | Screw plug DIN 910 M14x1,5 galv. SP | Verschlussschraube DIN 910 M14x1,5 VZ SP | Screw plug DIN 910 M14x1,5 galv. SP | 18 | 16.32 | 4062321382315 | 0.03 | 0.028 | KG | 0.054 | CDM | 60 | 45 | 20 | MM | 73181582
8738650145 | Plug 3/8" brass inside 6-ct. SP | Plug 3/8" brass inside 6-ct. SP | Stopfen 3/8" MS Innen-6-kt. SP | Plug 3/8" brass inside 6-ct. SP | 21 | 22.92 | 4062321540227 | 0.03 | 0.02 | KG | 0.006 | CDM | 20 | 20 | 15 | MM | 84039090
8738650146 | Screw plug DIN 910 M12x1,5 galv. SP | Screw plug DIN 910 M12x1,5 galv. SP | Verschlussschraube DIN 910 M12x1,5 VZ SP | Screw plug DIN 910 M12x1,5 galv. SP | 17 | 14.44 | 4062321382322 | 0.025 | 0.021 | KG | 0.006 | CDM | 17 | 17 | 21 | MM | 84039090
8738650147 | Screw plug M12x1,0x13mm bl, SP | Screw plug M12x1,0x13mm bl, SP | Verschlussschraube M12x1,0x13mm ST SP | Screw plug M12x1,0x13mm bl, SP | 21 | 22.92 | 4062321467647 | 0.017 | 0.013 | KG | 0.003 | CDM | 15 | 15 | 13 | MM | 84039090
8738650149 | Plug 1/2" no. 290 galv. SP | Plug 1/2" no. 290 galv. SP | Stopfen 1/2" Nr. 290 VZ SP | Plug 1/2" no. 290 galv. SP | 30 | 59.86 | 4062321467654 | 0.081 | 0.077 | KG | 0.019 | CDM | 25 | 25 | 31 | MM | 84039090
8738650150 | Plug 1/4" no. 330 ss SP | Plug 1/4" no. 330 ss SP | Stopfen 1/4" Nr. 330 VA SP | Plug 1/4" no. 330 ss SP | 33 | 80.64 | 4062321467661 | 0.07 | 0.066 | KG | 0.005 | CDM | 18 | 17 | 16 | MM | 84039090
8738650152 | Plug 1/2" no. 330 ss SP | Plug 1/2" no. 330 ss SP | Stopfen 1/2" Nr. 330 VA SP | Plug 1/2" no. 330 ss SP | 15 | 10.93 | 4062321382339 | 0.087 | 0.083 | KG | 0.014 | CDM | 23 | 25 | 25 | MM | 84039090
8738650153 | Plug 3/8" no. 330 ss SP | Plug 3/8" no. 330 ss SP | Stopfen 3/8" Nr. 330 VA SP | Plug 3/8" no. 330 ss SP | 31 | 66.74 | 4062321467678 | 0.024 | 0.02 | KG | 0.011 | CDM | 24 | 22 | 20 | MM | 84039090
8738650154 | Plug 1" no. 330 ss SP | Plug 1" no. 330 ss SP | Stopfen 1" Nr. 330 VA SP | Plug 1" no. 330 ss SP | 23 | 27.22 | 4062321382346 | 0.05 | 0.047 | KG | 0.035 | CDM | 40 | 35 | 25 | MM | 84039090
8738650156 | Cap no. 326 1/2" ss SP | Cap no. 326 1/2" ss SP | Kappe Nr. 326 1/2" VA SP | Cap no. 326 1/2" ss SP | 26 | 36.29 | 4062321382353 | 0.025 | 0.023 | KG | 0.013 | CDM | 45 | 40 | 17 | MM | 73181900
8738650158 | Plug 1/2" brass inside 6-ct. SP | Plug 1/2" brass inside 6-ct. SP | Stopfen 1/2" MS Innen-6-kt. SP | Plug 1/2" brass inside 6-ct. SP | 14 | 9.38 | 4062321382360 | 0.039 | 0.035 | KG | 0.01 | CDM | 26 | 26 | 15 | MM | 84039090
8738650163 | Plug VKA18A3C SP | Plug VKA18A3C SP | Butzen VKA18A3C SP | Plug VKA18A3C SP | 31 | 66.74 | 4062321467685 | 0.053 | 0.049 | KG | 0.011 | CDM | 22 | 22 | 23 | MM | 73043983
8738650165 | Through bolt joint 10L SP | Through bolt joint 10L SP | Durchgangsverschraubung 10L SP | Through bolt joint 10L SP | 27 | 42.05 | 4062321467692 | 0.07 | 0.066 | KG | 0.022 | CDM | 21 | 21 | 50 | MM | 84039090
8738650166 | Through bolt joint 12L SP | Through bolt joint 12L SP | Durchgangsverschraubung 12L SP | Through bolt joint 12L SP | 17 | 14.44 | 4062321382384 | 0.09 | 0.086 | KG | 0.031 | CDM | 20 | 20 | 50 | MM | 84039090
8738650167 | Through bolt joint 15L SP | Through bolt joint 15L SP | Durchgangsverschraubung 15L SP | Through bolt joint 15L SP | 21 | 22.92 | 4062321467708 | 0.168 | 0.165 | KG | 0.042 | CDM | 56 | 30 | 25 | MM | 84039090
8738650168 | Screw fitting no.331 1" IS/OS bl. SP | Screw fitting no.331 1" IS/OS bl. SP | Verschraubung Nr.331 1" IG/AG ST SP | Screw fitting no.331 1" IS/OS bl. SP | 30 | 59.86 | 4062321467715 | 0.467 | 0.463 | KG | 0.286 | CDM | 80 | 65 | 55 | MM | 84039090
8738650169 | Through bolt joint 22L SP | Through bolt joint 22L SP | Durchgangsverschraubung 22L SP | Through bolt joint 22L SP | 30 | 59.86 | 4062321467722 | 0.313 | 0.309 | KG | 0.08 | CDM | 62 | 36 | 36 | MM | 84039090
8738650172 | Screw fitting no.330 1" IS/IS bl. SP | Screw fitting no.330 1" IS/IS bl. SP | Verschraubung Nr.330 1" IG/IG ST SP | Screw fitting no.330 1" IS/IS bl. SP | 30 | 59.86 | 4062321467739 | 0.351 | 0.347 | KG | 0.179 | CDM | 57 | 56 | 56 | MM | 84039090
8738650178 | Compression fitting GEV 15x1/2" SP | Compression fitting GEV 15x1/2" SP | Verschraubung GEV 15x1/2" SP | Compression fitting GEV 15x1/2" SP | 27 | 42.05 | 4062321540234 | 0.121 | 0.117 | KG | 0.034 | CDM | 47 | 27 | 27 | MM | 84039090
8738650179 | Compression fitting GEV 18x3/4" SP | Compression fitting GEV 18x3/4" SP | Verschraubung GEV 18x3/4" SP | Compression fitting GEV 18x3/4" SP | 30 | 59.86 | 4062321467746 | 0.181 | 0.177 | KG | 0.052 | CDM | 51 | 32 | 32 | MM | 84039090
8738650180 | Compression fitting GEV 22x1/2" SP | Compression fitting GEV 22x1/2" SP | Verschraubung GEV 22x1/2" SP | Compression fitting GEV 22x1/2" SP | 29 | 53.54 | 4062321467753 | 0.213 | 0.209 | KG | 0.079 | CDM | 52 | 41 | 37 | MM | 84039090
8738650182 | Compression fitting GEV 8x1/2" SP | Compression fitting GEV 8x1/2" SP | Verschraubung GEV 8x1/2" SP | Compression fitting GEV 8x1/2" SP | 18 | 16.32 | 4062321382407 | 0.094 | 0.09 | KG | 0.032 | CDM | 44 | 27 | 27 | MM | 84039090
8738650185 | Compression fitting GEV 12x3/8" SP | Compression fitting GEV 12x3/8" SP | Verschraubung GEV 12x3/8" SP | Compression fitting GEV 12x3/8" SP | 18 | 16.32 | 4062321382414 | 0.075 | 0.071 | KG | 0.021 | CDM | 42 | 22 | 22 | MM | 84039090
8738650189 | Compression fitting GEV 12x1/2" SP | Compression fitting GEV 12x1/2" SP | Verschraubung GEV 12x1/2" SP | Compression fitting GEV 12x1/2" SP | 20 | 20.5 | 4062321382421 | 0.103 | 0.099 | KG | 0.033 | CDM | 45 | 30 | 30 | MM | 84039090
8738650190 | Compression fitting GEV 12x18x1,5 SP | Compression fitting GEV 12x18x1,5 SP | Verschraubung GEV 12x18x1,5 SP | Compression fitting GEV 12x18x1,5 SP | 21 | 22.92 | 4062321382438 | 0.11 | 0.106 | KG | 0.023 | CDM | 43 | 22 | 22 | MM | 84039090
8738650193 | Plug metering valve 12mm SP | Plug metering valve 12mm SP | Steckmeßventil 12mm SP | Plug metering valve 12mm SP | 30 | 59.86 | 4062321608927 | 0.053 | 0.05 | KG | 0.036 | CDM | 58 | 15 | 41 | MM | 84039090
8738650196 | Compression fitting GEV 10-PL/M14x1,5 SP | Compression fitting GEV 10-PL/M14x1,5 SP | Verschraubung GEV 10-PL/M14x1,5 SP | Compression fitting GEV 10-PL/M14x1,5 SP | 20 | 20.5 | 4062321382452 | 0.099 | 0.095 | KG | 0.015 | CDM | 40 | 20 | 20 | MM | 84039090
8738650199 | Plug nipple 3C382-15-8 SP | Plug nipple 3C382-15-8 SP | Stecknippel 3C382-15-8 SP | Plug nipple 3C382-15-8 SP | 25 | 32.89 | 4062321467760 | 0.1 | 0.096 | KG | 0.035 | CDM | 26 | 30 | 45 | MM | 73079910
8738650202 | Plug nipple 3C382-18-10 SP | Plug nipple 3C382-18-10 SP | Stecknippel 3C382-18-10 SP | Plug nipple 3C382-18-10 SP | 28 | 47.73 | 4062321467777 | 0.139 | 0.135 | KG | 0.065 | CDM | 60 | 32 | 35 | MM | 73079910
8738650204 | Plug nipple 3C382-22-12 (2x) SP | Plug nipple 3C382-22-12 (2x) SP | Stecknippel 3C382-22-12 (2x) SP | Plug nipple 3C382-22-12 (2x) SP | 32 | 73.62 | 4062321467784 | 0.177 | 0.173 | KG | 0.095 | CDM | 42 | 39 | 58 | MM | 73079910
8738650206 | Plug nipple 3C582-12-6 90° SP | Plug nipple 3C582-12-6 90° SP | Stecknippel 3C582-12-6 90° SP | Plug nipple 3C582-12-6 90° SP | 28 | 47.73 | 4062321467791 | 0.098 | 0.094 | KG | 0.066 | CDM | 61 | 22 | 49 | MM | 73079910
8738650208 | Compression fitting GEV 18x18x1,5 SP | Compression fitting GEV 18x18x1,5 SP | Verschraubung GEV 18x18x1,5 SP | Compression fitting GEV 18x18x1,5 SP | 21 | 22.92 | 4062321467807 | 0.145 | 0.141 | KG | 0.039 | CDM | 27 | 30 | 48 | MM | 84039090
8738650211 | Compression fitting EGE 28LR1EDCF SP | Compression fitting EGE 28LR1EDCF SP | Verschraubung EGE 28LR1EDCF SP | Compression fitting EGE 28LR1EDCF SP | 31 | 66.74 | 4062321382483 | 0.332 | 0.328 | KG | 0.089 | CDM | 55 | 40 | 40 | MM | 84039090
8738650214 | Coupling sleeve 1/2" Typ 4V54G4x4-C SP | Coupling sleeve 1/2" Typ 4V54G4x4-C SP | Kupplungsmuffe 1/2" Typ 4V 54 G 4x4-C SP | Coupling sleeve 1/2" Typ 4V54G4x4-C SP | 32 | 73.62 | 4062321467814 | 0.281 | 0.277 | KG | 0.096 | CDM | 90 | 70 | 40 | MM | 84039090
8738650220 | Ring tube piece for rubber hose NW10 SP | Ring tube piece for rubber hose NW10 SP | Ringschlauchstück f. Gummischl. NW10 SP | Ring tube piece for rubber hose NW10 SP | 30 | 59.86 | 4062321467838 | 0.068 | 0.064 | KG | 0.025 | CDM | 56 | 26 | 17 | MM | 84039090
8738650221 | Banjo bolt DIN 7643-12-3-steel SP | Banjo bolt DIN 7643-12-3-steel SP | Hohlschraube DIN 7643-12-3-Stahl SP | Banjo bolt DIN 7643-12-3-steel SP | 13 | 7.69 | 4062321382506 | 0.041 | 0.037 | KG | 0.019 | CDM | 35 | 22 | 22 | MM | 84039090
8738650225 | Screw connection 1/4"x10mm SP | Screw connection 1/4"x10mm SP | Einschraubverschr. 1/4"x10mm SP | Screw connection 1/4"x10mm SP | 28 | 47.73 | 4062321382513 | 0.05 | 0.047 | KG | 0.07 | CDM | 70 | 50 | 20 | MM | 84039090
8738650229 | Compression fitting WEV 15LR1/2" SP | Compression fitting WEV 15LR1/2" SP | Verschraubung WEV 15LR1/2" SP | Compression fitting WEV 15LR1/2" SP | 26 | 36.29 | 4062321467845 | 0.18 | 0.176 | KG | 0.057 | CDM | 49 | 27 | 43 | MM | 84039090
8738650232 | Compression fitting EVW 12PL SP | Compression fitting EVW 12PL SP | Verschraubung EVW 12PL SP | Compression fitting EVW 12PL SP | 27 | 42.05 | 4062321382537 | 0.107 | 0.103 | KG | 0.043 | CDM | 45 | 40 | 25 | MM | 84039090
8738650233 | Compression fitting EVW 18PL SP | Compression fitting EVW 18PL SP | Verschraubung EVW 18PL SP | Compression fitting EVW 18PL SP | 31 | 66.74 | 4062321467852 | 0.271 | 0.267 | KG | 0.1 | CDM | 33 | 60 | 55 | MM | 84039090
8738650236 | Compression fitting RED 12/08LA3C SP | Compression fitting RED 12/08LA3C SP | Verschraubung RED 12/08LA3C SP | Compression fitting RED 12/08LA3C SP | 21 | 22.92 | 4062321467869 | 0.08 | 0.076 | KG | 0.023 | CDM | 42 | 25 | 22 | MM | 84039090
8738650238 | Compression fitting GE 18LREDA3C SP | Compression fitting GE 18LREDA3C SP | Verschraubung GE 18LREDA3C SP | Compression fitting GE 18LREDA3C SP | 26 | 36.29 | 4062321382544 | 0.173 | 0.169 | KG | 0.049 | CDM | 50 | 30 | 30 | MM | 84039090
8738650242 | Screw fitting W 10LA3C SP | Screw fitting W 10LA3C SP | Verschraubung W 10LA3C SP | Screw fitting W 10LA3C SP | 30 | 59.86 | 4062321467883 | 0.123 | 0.119 | KG | 0.029 | CDM | 39 | 19 | 39 | MM | 84039090
8738650243 | Compression fitting EGE 12LR1/2"EDCF SP | Compression fitting EGE 12LR1/2"EDCF SP | Verschraubung EGE 12LR1/2"EDCF SP | Compression fitting EGE 12LR1/2"EDCF SP | 28 | 47.73 | 4062321382568 | 0.164 | 0.16 | KG | 0.047 | CDM | 50 | 30 | 30 | MM | 84039090
8738650246 | Straight mounting boss XGE15-LR SP | Straight mounting boss XGE15-LR SP | Gerader Einschraubstutzen XGE15-LR SP | Straight mounting boss XGE15-LR SP | 30 | 59.86 | 4062321467906 | 0.1 | 0.096 | KG | 0.037 | CDM | 35 | 30 | 35 | MM | 84039090
8738650252 | Screw connection EL 12LA3C SP | Screw connection EL 12LA3C SP | Verschraubung EL 12LA3C SP | Screw connection EL 12LA3C SP | 30 | 59.86 | 4062321467913 | 0.172 | 0.168 | KG | 0.073 | CDM | 45 | 68 | 24 | MM | 84039090
8738650253 | Compression fitting T 15LCF SP | Compression fitting T 15LCF SP | Verschraubung T 15LCF SP | Compression fitting T 15LCF SP | 28 | 47.73 | 4062321467920 | 0.284 | 0.28 | KG | 0.105 | CDM | 80 | 55 | 26 | MM | 84039090
8738650256 | Pipe double nip 1/2"x120DIN2982 bl. SP | Pipe double nip 1/2"x120DIN2982 bl. SP | Rohrdoppelnippel 1/2"x120mmDIN2982 ST SP | Pipe double nip 1/2"x120DIN2982 bl. SP | 12 | 6.06 | 4062321382575 | 0.168 | 0.164 | KG | 0.053 | CDM | 120 | 20 | 20 | MM | 84039090
8738650262 | Pipe double nipple 1"x120 DIN2982 bl. SP | Pipe double nipple 1"x120 DIN2982 bl. SP | Rohrdoppelnippel 1"x120mm DIN2982 ST SP | Pipe double nipple 1"x120 DIN2982 bl. SP | 31 | 66.74 | 4062321467937 | 0.281 | 0.277 | KG | 0.115 | CDM | 120 | 31 | 31 | MM | 84039090
8738650274 | Twinlok test nipple 1/4" SP | Twinlok test nipple 1/4" SP | Twinlok Meßnippel 1/4" SP | Twinlok test nipple 1/4" SP | 31 | 66.74 | 4062321382582 | 0.06 | 0.033 | KG | 0.016 | CDM | 40 | 27 | 15 | MM | 84039090
8738650275 | Twinlok press.adap.f.test nipple 1/4" SP | Twinlok press.adap.f.test nipple 1/4" SP | Twinlok Druckadapter f. Meßnippel SP | Twinlok press.adap.f.test nipple 1/4" SP | 38 | 122.17 | 4062321382599 | 0.052 | 0.048 | KG | 0.021 | CDM | 74 | 16 | 18 | MM | 84039090
8738650279 | Pipe double nipple 3/4"x60 DIN2982 ss SP | Pipe double nipple 3/4"x60 DIN2982 ss SP | Rohrdoppelnippel 3/4"x60mm DIN2982 VA SP | Pipe double nipple 3/4"x60 DIN2982 ss SP | 30 | 59.86 | 4062321467944 | 0.096 | 0.092 | KG | 0.044 | CDM | 60 | 30 | 30 | MM | 84039090
8738650280 | Pipe double nipple 1/2"x60 DIN2982 ss SP | Pipe double nipple 1/2"x60 DIN2982 ss SP | Rohrdoppelnippel 1/2"x60mm DIN2982 VA SP | Pipe double nipple 1/2"x60 DIN2982 ss SP | 15 | 10.93 | 4062321467951 | 0.083 | 0.079 | KG | 0.026 | CDM | 21 | 21 | 60 | MM | 84039090
8738650281 | Pipe double nipple 2"x80 DIN2982 ss SP | Pipe double nipple 2"x80 DIN2982 ss SP | Rohrdoppelnippel 2"x80mm DIN2982 VA SP | Pipe double nipple 2"x80 DIN2982 ss SP | 26 | 36.29 | 4062321467968 | 0.402 | 0.398 | KG | 0.275 | CDM | 79 | 59 | 59 | MM | 84039090
8738650301 | Angle 1/2" IG/AG ST SP | Angle 1/2" IG/AG ST SP | Winkel 1/2" IG/AG ST SP | Angle 1/2" IG/AG ST SP | 31 | 66.74 | 4062321467999 | 0.083 | 0.079 | KG | 0.065 | CDM | 40 | 54 | 30 | MM | 84039090
8738650303 | Angle 1" IG/AG ST SP | Angle 1" IG/AG ST SP | Winkel 1" IG/AG ST SP | Angle 1" IG/AG ST SP | 15 | 10.93 | 4062321382605 | 0.261 | 0.257 | KG | 0.169 | CDM | 70 | 55 | 45 | MM | 84039090
8738650312 | Angle 1/4" IG/IG MS SP | Angle 1/4" IG/IG MS SP | Winkel 1/4" IG/IG MS SP | Angle 1/4" IG/IG MS SP | 30 | 59.86 | 4062321468002 | 0.081 | 0.077 | KG | 0.014 | CDM | 27 | 19 | 27 | MM | 84039090
8738650313 | Angle 3/8" IG/AG MS SP | Angle 3/8" IG/AG MS SP | Winkel 3/8" IG/AG MS SP | Angle 3/8" IG/AG MS SP | 30 | 59.86 | 4062321468019 | 0.054 | 0.05 | KG | 0.029 | CDM | 40 | 40 | 20 | MM | 84039090
8738650314 | Angle 1/4" IG/AG MS SP | Angle 1/4" IG/AG MS SP | Winkel 1/4" IG/AG MS SP | Angle 1/4" IG/AG MS SP | 30 | 59.86 | 4062321468026 | 0.071 | 0.067 | KG | 0.019 | CDM | 31 | 36 | 17 | MM | 84039090
8738650320 | Dirt trap 1" fine screen SP | Dirt trap 1" fine screen SP | Schmutzfänger 1" Feinsieb SP | Dirt trap 1" fine screen SP | 37 | 112.45 | 4062321468033 | 0.672 | 0.668 | KG | 0.131 | CDM | 90 | 115 | 50 | MM | 84039090
8738650321 | Dirt trap 1/2" fine screen SP | Dirt trap 1/2" fine screen SP | Schmutzfänger 1/2" Feinsieb SP | Dirt trap 1/2" fine screen SP | 32 | 73.62 | 4062321468040 | 0.534 | 0.444 | KG | 4.5 | CDM | 70 | 70 | 30 | MM | 84039090
8738650328 | Gasket cover dirt trap DN80 SP | Gasket cover dirt trap DN80 SP | Dichtung Schmutzfängerdeckel DN80 SP | Gasket cover dirt trap DN80 SP | 15 | 10.93 | 4062321382643 | 0.008 | 0.004 | KG | 0.023 | CDM | 110 | 110 | 5 | MM | 84039090
8738650338 | T-piece 1/2" IG/IG/IG VA SP | T-piece 1/2" IG/IG/IG VA SP | T-Stück 1/2" IG/IG/IG VA SP | T-piece 1/2" IG/IG/IG VA SP | 23 | 27.22 | 4062321382650 | 0.075 | 0.071 | KG | 0.041 | CDM | 53 | 40 | 28 | MM | 84039090
8738650345 | Block valve DIN 16270 PN250 1/2" SP | Block valve DIN 16270 PN250 1/2" SP | Manometer-Ventil DIN 16270 PN250 1/2" SP | Block valve DIN 16270 PN250 1/2" SP | 36 | 102.88 | 4062321382667 | 0.595 | 0.566 | KG | 0.716 | CDM | 120 | 100 | 60 | MM | 84039090
8738650346 | Sealing ring 1/2" EN837-1 CU SP | Sealing ring 1/2" EN837-1 CU SP | Dichtring 1/2" EN837-1 CU SP | Sealing ring 1/2" EN837-1 CU SP | 13 | 7.69 | 4062321382674 | 0.032 | 0.028 | KG | 0.001 | CDM | 17 | 17 | 2 | MM | 84039090
8738650357 | Bend 22mm 90° 5002a CU SP | Bend 22mm 90° 5002a CU SP | Bogen 22mm 90° 5002a CU SP | Bend 22mm 90° 5002a CU SP | 31 | 66.74 | 4062321468064 | 0.048 | 0.044 | KG | 0.073 | CDM | 90 | 70 | 24 | MM | 73043983
8738650360 | Sleeve 1/4" brass SP | Sleeve 1/4" brass SP | Muffe 1/4" MS SP | Sleeve 1/4" brass SP | 13 | 7.69 | 4062321382681 | 0.029 | 0.028 | KG | 0.008 | CDM | 26 | 18 | 18 | MM | 84039090
8738650368 | Hexagon CHP CE 10241 1/2"x34 ST SP | Hexagon CHP CE 10241 1/2"x34 ST SP | Muffe EN 10241 1/2"x34 ST SP | Hexagon CHP CE 10241 1/2"x34 ST SP | 16 | 12.66 | 4062321382698 | 0.064 | 0.06 | KG | 0.023 | CDM | 35 | 27 | 27 | MM | 84039090
8738650372 | Sleeve EN 10241 1/2"x17 bl. SP | Sleeve EN 10241 1/2"x17 bl. SP | Muffe EN 10241 1/2"x17 ST SP | Sleeve EN 10241 1/2"x17 bl. SP | 12 | 6.06 | 4062321382704 | 0.044 | 0.04 | KG | 0.012 | CDM | 27 | 27 | 16 | MM | 84039090
8738650376 | Sleeve EN 10241 1/2"x34 ss SP | Sleeve EN 10241 1/2"x34 ss SP | Muffe EN 10241 1/2"x34 VA SP | Sleeve EN 10241 1/2"x34 ss SP | 16 | 12.66 | 4062321382711 | 0.064 | 0.06 | KG | 0.024 | CDM | 35 | 26 | 26 | MM | 84039090
8738650382 | Sleeve red. 3/4"-1/2" IS/IS bl. SP | Sleeve red. 3/4"-1/2" IS/IS bl. SP | Muffe red. 3/4"-1/2" IG/IG ST SP | Sleeve red. 3/4"-1/2" IS/IS bl. SP | 31 | 66.74 | 4062321468071 | 0.106 | 0.102 | KG | 0.059 | CDM | 40 | 39 | 38 | MM | 84039090
8738650430 | Blanking plate DN100 PN10 DIN2642 SP | Blanking plate DN100 PN10 DIN2642 SP | Steckscheibe DN100 PN10 DIN2642 SP | Blanking plate DN100 PN10 DIN2642 SP | 29 | 53.54 | 4062321468088 | 0.451 | 0.445 | KG | 0.111 | CDM | 356 | 156 | 2 | MM | 84039090
8738650452 | Damper filter type NLG 15-12 SP | Damper filter type NLG 15-12 SP | Dämpferfilter Typ NLG 15-12 SP | Damper filter type NLG 15-12 SP | 50 | 357.33 | 4062321540265 | 4 | 3.4 | KG | 63.65 | CDM | 360 | 360 | 320 | MM | 84039090
8738650453 | Damper filter type NLG 15-18 SP | Damper filter type NLG 15-18 SP | Dämpferfilter Typ NLG 15-18 SP | Damper filter type NLG 15-18 SP | 55 | 538.01 | 4062321468125 | 5.252 | 3.942 | KG | 129.348 | CDM | 500 | 380 | 335 | MM | 84213925
8738650455 | Damper filter type NLG 37-37 SP | Damper filter type NLG 37-37 SP | Dämpferfilter Typ NLG 37-37 SP | Damper filter type NLG 37-37 SP | 59 | 728.13 | 4062321540760 | 9 | 7.45 | KG | 124.2 | CDM | 655 | 475 | 450 | MM | 84039090
8738650461 | Gasket 21x30x2mm 1/2" C4400 SP | Gasket 21x30x2mm 1/2" C4400 SP | Dichtung 21x30x2mm 1/2" C4400 SP | Gasket 21x30x2mm 1/2" C4400 SP | 21 | 22.92 | 4062321382773 | 0.006 | 0.002 | KG | 0.002 | CDM | 30 | 30 | 2 | MM | 59119099
8738650462 | Gasket 27x38x2mm 3/4" C4400 SP | Gasket 27x38x2mm 3/4" C4400 SP | Dichtung 27x38x2mm 3/4" C4400 SP | Gasket 27x38x2mm 3/4" C4400 SP | 30 | 59.86 | 4062321468132 | 0.007 | 0.003 | KG | 0.003 | CDM | 50 | 70 | 3 | MM | 68159100
8738650464 | Gasket 42x55x2mm 1 1/4" C4400 SP | Gasket 42x55x2mm 1 1/4" C4400 SP | Dichtung 42x55x2mm 1 1/4" C4400 SP | Gasket 42x55x2mm 1 1/4" C4400 SP | 30 | 59.86 | 4062321468149 | 0.008 | 0.004 | KG | 0.006 | CDM | 60 | 90 | 2 | MM | 68159100
8738650467 | Gasket 60x78x2mm 2" C4400 SP | Gasket 60x78x2mm 2" C4400 SP | Dichtung 60x78x2mm 2" C4400 SP | Gasket 60x78x2mm 2" C4400 SP | 13 | 7.69 | 4062321411909 | 0.01 | 0.006 | KG | 0.012 | CDM | 90 | 78 | 2 | MM | 59119099
8738650468 | Gasket 24x34mm 1/2" SP | Gasket 24x34mm 1/2" SP | Dichtung 24x34mm 1/2" SP | Gasket 24x34mm 1/2" SP | 30 | 59.86 | 4062321468163 | 0.006 | 0.002 | KG | 0.002 | CDM | 34 | 34 | 2 | MM | 84039090
8738650481 | Gasket 63x95x2mm Novaform SK SP | Gasket 63x95x2mm Novaform SK SP | Dichtung 63x95x2mm Novaform SK SP | Gasket 63x95x2mm Novaform SK SP | - | - | 4062321382803 | 0.019 | 0.015 | KG | 0.018 | CDM | 95 | 95 | 2 | MM | 59119099 | Phased out
8738650492 | Gasket 368x438x2mm Sigraflex "water" SP | Gasket 368x438x2mm Sigraflex "water" SP | Dichtung 368x438x2mm Sigraflex Wasser SP | Gasket 368x438x2mm Sigraflex "water" SP | 35 | 95.06 | 4062321468217 | 1.43 | 0.12 | KG | 129.348 | CDM | 607 | 507 | 10 | MM | 68159100
8738650494 | Gasket 408x497x2mm Sigraflex flue gas SP | Gasket 408x497x2mm Sigraflex flue gas SP | Dichtung 408x497x2mmSigraflex "Abgas" SP | Gasket 408x497x2mm Sigraflex flue gas SP | 46 | 266.98 | 4062321468224 | 0.995 | 0.027 | KG | 0.494 | CDM | 560 | 670 | 2 | MM | 84039090
8738650514 | Gasket 325x378x2mm Novaform SK SP | Gasket 325x378x2mm Novaform SK SP | Dichtung 325x378x2mm Novaform SK SP | Gasket 325x378x2mm Novaform SK SP | - | - | 4062321382834 | 0.657 | 0.091 | KG | 0.286 | CDM | 378 | 378 | 2 | MM | 59119099 | Phased out
8738650562 | Cu-ring 12x18mm (2x) SP | Cu-ring 12x18mm (2x) SP | Kupferdichtring 12x18mm (2x) SP | Cu-ring 12x18mm (2x) SP | 20 | 20.5 | 4062321382964 | 0.005 | 0.004 | KG | 0.007 | CDM | 50 | 70 | 5 | MM | 74198090
8738650563 | Cu-ring 22x27mm SP | Cu-ring 22x27mm SP | Kupferdichtring 22x27mm SP | Cu-ring 22x27mm SP | 30 | 59.86 | 4062321468347 | 0.006 | 0.002 | KG | 0.001 | CDM | 60 | 90 | 1 | MM | 84039090
8738650566 | Cu-ring 10x16mm SP | Cu-ring 10x16mm SP | Kupferdichtring 10x16mm SP | Cu-ring 10x16mm SP | 10 | 3.52 | 4062321382971 | 0.005 | 0.001 | KG | 0.001 | CDM | 16 | 16 | 1 | MM | 74198090
8738650568 | Cu-ring 24x30mm (2x) SP | Cu-ring 24x30mm (2x) SP | Kupferdichtring 24x30mm (2x) SP | Cu-ring 24x30mm (2x) SP | 30 | 59.86 | 4062321468354 | 0.006 | 0.002 | KG | 0.003 | CDM | 30 | 30 | 3 | MM | 84039090
8738650597 | Gasket butterfly valve 70 RMG SP | Gasket butterfly valve 70 RMG SP | Dichtung Drosselklappe 70 RMG SP | Gasket butterfly valve 70 RMG SP | - | - | 4062321383039 | 0.016 | 0.012 | KG | 0.03 | CDM | 100 | 100 | 3 | MM | 84039090 | Phased out
8738650612 | Capacitor 12.5 KVAR 400V SP | Capacitor 12.5 KVAR 400V SP | Kondensator 12,5 KVAR 400V SP | Capacitor 12.5 KVAR 400V SP | 51 | 384.3 | 4062321383060 | 1.25 | 1.12 | KG | 3.042 | CDM | 230 | 115 | 115 | MM | 84039090
8738650613 | Retaining spring Neozed D02 SP | Retaining spring Neozed D02 SP | Haltefeder Neozed D02 SP | Retaining spring Neozed D02 SP | 30 | 59.86 | 4062321468453 | 0.005 | 0.001 | KG | 0.002 | CDM | 50 | 15 | 12 | MM | 84039090
8738650619 | Optical smoke detector ORS142 SP | Optical smoke detector ORS142 SP | Rauchmelder optisch ORS142 SP | Optical smoke detector ORS142 SP | 52 | 416.66 | 4062321468477 | 0.109 | 0.084 | KG | 0.384 | CDM | 80 | 80 | 60 | MM | 84039090
8738650622 | Isolating amplifier PSC-24 / PXU 20 SP | Isolating amplifier PSC-24 / PXU 20 SP | Trennverstärker PSC-24/PXU20 SP | Isolating amplifier PSC-24 / PXU 20 SP | 46 | 266.98 | 4062321468484 | 0.19 | 0.14 | KG | 0.252 | CDM | 118 | 85 | 27 | MM | 85044095
8738650623 | Isolating amplifier PXU-20.924/PU153 SP | Isolating amplifier PXU-20.924/PU153 SP | Trennverstärker PXU-20.924/PU153 SP | Isolating amplifier PXU-20.924/PU153 SP | 47 | 291.25 | 4062321383077 | 0.142 | 0.121 | KG | 0.181 | CDM | 22 | 80 | 103 | MM | 85044095
8738650632 | Circuit brkr. 0,28-0,4A 3RV1021-0EA15 SP | Circuit brkr. 0,28-0,4A 3RV1021-0EA15 SP | L-Schalter 0,28-0,4A 3RV1021-0EA15 SP | Circuit brkr. 0,28-0,4A 3RV1021-0EA15 SP | - | - | 4062321468514 | 0.3 | 0.274 | KG | 0.423 | CDM | 97 | 45 | 97 | MM | 85362010 | Phased out
8738650653 | TAE socket NFN 3-fold SP | TAE socket NFN 3-fold SP | TAE-Dose NFN 3-fach SP | TAE socket NFN 3-fold SP | 31 | 66.74 | 4062321468545 | 0.062 | 0.058 | KG | 0.143 | CDM | 165 | 105 | 30 | MM | 84039090
8738650655 | Circuit breaker 125-160A NZMB2-A160 SP | Circuit breaker 125-160A NZMB2-A160 SP | L-Schalter 125-160A NZMB2-A160 SP | Circuit breaker 125-160A NZMB2-A160 SP | 63 | 930.4 | 4062321608934 | 2.18 | 2.08 | KG | 3.24 | CDM | 190 | 110 | 155 | MM | 84039090
8738650673 | Connection plug Profibus DP RS485 PG SP | Connection plug Profibus DP RS485 PG SP | Profibusanschlussstecker DP RS485 PG SP | Connection plug Profibus DP RS485 PG SP | 41 | 160.45 | 4062321468576 | 0.058 | 0.045 | KG | 0.041 | CDM | 70 | 80 | 30 | MM | 84039090
8738650675 | Signal transducer CC-U/STD SP | Signal transducer CC-U/STD SP | Signalwandler CC-U/STD SP | Signal transducer CC-U/STD SP | 54 | 493.52 | 4062321383169 | 0.16 | 0.152 | KG | 0.316 | CDM | 125 | 110 | 23 | MM | 84039090
8738650676 | Power supply CP-C24/10.0 SP | Power supply CP-C24/10.0 SP | Netzteil CP-C24/10.0 SP | Power supply CP-C24/10.0 SP | 51 | 384.3 | 4062321468583 | 1.602 | 1.512 | KG | 4.5 | CDM | 200 | 150 | 150 | MM | 85044083
8738650680 | N fuse holder 1x63A 1-pole SP | N fuse holder 1x63A 1-pole SP | Neozed Sicherungssockel 63 A 1-pol. SP | N fuse holder 1x63A 1-pole SP | 25 | 32.89 | 4062321468606 | 0.123 | 0.119 | KG | 0.161 | CDM | 84 | 71 | 27 | MM | 84039090
8738650681 | Screw cap Neozed D02 63A Sie SP | Screw cap Neozed D02 63A Sie SP | Schraubkappe Neozed D02 63A SP | Screw cap Neozed D02 63A Sie SP | 32 | 73.62 | 4062321468613 | 0.021 | 0.017 | KG | 0.019 | CDM | 155 | 150 | 25 | MM | 84039090
8738650690 | Neozed fuse D02 50 A Sie (3x) SP | Neozed fuse D02 50 A Sie (3x) SP | Neozed Sicherung D02 50 A Sie (3x) SP | Neozed fuse D02 50 A Sie (3x) SP | 31 | 66.74 | 4062321468637 | 0.046 | 0.042 | KG | 0.011 | CDM | 37 | 17 | 17 | MM | 85361050
8738650691 | Ethernet switch FL SWITCH SFN 5TX SP | Ethernet switch FL SWITCH SFN 5TX SP | Ethernet-Switch FL SWITCH SFN 5TX SP | Ethernet switch FL SWITCH SFN 5TX SP | 47 | 291.25 | 4062321468644 | 0.509 | 0.339 | KG | 0.56 | CDM | 180 | 200 | 70 | MM | 85176200
8738650692 | N fuse holder 3x63A 3-pole SP | N fuse holder 3x63A 3-pole SP | Neozed Sicherungssockel 63 A 3-pol. SP | N fuse holder 3x63A 3-pole SP | 33 | 80.64 | 4062321468651 | 0.124 | 0.12 | KG | 0.157 | CDM | 95 | 85 | 80 | MM | 85369095
8738650694 | End cap collective rail 3-pol. SP | End cap collective rail 3-pol. SP | Endkappe Sammelschine 3-pol. SP | End cap collective rail 3-pol. SP | 31 | 66.74 | 4062321468668 | 0.006 | 0.002 | KG | 0.002 | CDM | 50 | 70 | 8 | MM | 84039090
8738650699 | kWh counter transformer DCi462WP SP | kWh counter transformer DCi462WP SP | kWh-Zähler Wandler DCi462WP SP | kWh counter transformer DCi462WP SP | 59 | 728.13 | 4062321383176 | 0.378 | 0.359 | KG | 0.845 | CDM | 115 | 98 | 75 | MM | 84039090
8738650701 | Connection plug Profibus DP RS485 SP | Connection plug Profibus DP RS485 SP | Profibusanschlussstecker DP RS485 SP | Connection plug Profibus DP RS485 SP | 42 | 182.04 | 4062321468682 | 0.047 | 0.032 | KG | 0.029 | CDM | 80 | 65 | 30 | MM | 84039090
8738650706 | Ethernet switch FL SWITCH SFNB 5TX SP | Ethernet switch FL SWITCH SFNB 5TX SP | Ethernet-Switch FL SWITCH SFNB 5TX SP | Ethernet switch FL SWITCH SFNB 5TX SP | 44 | 222.48 | 4062321468699 | 0.295 | 0.201 | KG | 0.274 | CDM | 198 | 115 | 80 | MM | 85176200
8738650709 | Diode combination 24 VDC top SP | Diode combination 24 VDC top SP | Diodenkombination 24VDC oben SP | Diode combination 24 VDC top SP | 21 | 22.92 | 4062321383183 | 0.01 | 0.009 | KG | 0.105 | CDM | 100 | 70 | 15 | MM | 84039090
8738650719 | Actuator StG 6-02-V SP | Actuator StG 6-02-V SP | Stellgerät StG 6-02-V SP | Actuator StG 6-02-V SP | 87 | 2777.7 | 4062321468712 | 3.078 | 2.988 | KG | 4.5 | CDM | 200 | 150 | 150 | MM | 84039090
8738650723 | Control unit KG 2040-KV 4000Hz SP | Control unit KG 2040-KV 4000Hz SP | Kontrollgerät KG 2040-KV 4000Hz SP | Control unit KG 2040-KV 4000Hz SP | 103 | 5622.81 | 4062321468743 | 1.358 | 1.238 | KG | 9.136 | CDM | 301 | 201 | 151 | MM | 84039090
8738650726 | Control unit KG 2-04-F 5350Hz SP | Control unit KG 2-04-F 5350Hz SP | Kontrollgerät KG 2-04-F 5350Hz SP | Control unit KG 2-04-F 5350Hz SP | 98 | 4530.62 | 4062321383213 | 1.04 | 0.884 | KG | 5.084 | CDM | 205 | 160 | 155 | MM | 84039090 | Wijziging prijsgroep vanaf 29/07/26
8738650729 | Industrial relay 230VAC 10A 3 SP | Industrial relay 230VAC 10A 3 SP | Industrierelais 230VAC 10A 3 Wechsler SP | Industrial relay 230VAC 10A 3 SP | 29 | 53.54 | 4062321468767 | 0.182 | 0.082 | KG | 0.081 | CDM | 180 | 120 | 33 | MM | 84039090
8738650739 | Coupler relay 12VDC,8A,2 changeover SP | Coupler relay 12VDC,8A,2 changeover SP | Koppelrelais 12VDC 8A 2 Wechsler SP | Coupler relay 12VDC,8A,2 changeover SP | 28 | 47.73 | 4062321468804 | 0.074 | 0.065 | KG | 0.085 | CDM | 85 | 80 | 15 | MM | 84039090
8738650740 | Coupler relay 12VDC,6A,1 changeover SP | Coupler relay 12VDC,6A,1 changeover SP | Koppelrelais 12VDC 6A 1 Wechsler SP | Coupler relay 12VDC,6A,1 changeover SP | 28 | 47.73 | 4062321468811 | 0.012 | 0.003 | KG | 0.04 | CDM | 100 | 70 | 6 | MM | 85364190
8738650743 | Current transformer ASR 20.3 1 50/1A SP | Current transformer ASR 20.3 1 50/1A SP | Stromwandler ASR 20.3 1 50/1A SP | Current transformer ASR 20.3 1 50/1A SP | 31 | 66.74 | 4062321468828 | 0.162 | 0.161 | KG | 0.088 | CDM | 100 | 70 | 45 | MM | 85043180
8738650744 | Current transformer 9A615.3 1250/1A SP | Current transformer 9A615.3 1250/1A SP | Stromwandler 9A615.3 1250/1A SP | Current transformer 9A615.3 1250/1A SP | 42 | 182.04 | 4062321468835 | 0.379 | 0.364 | KG | 0.231 | CDM | 95 | 30 | 81 | MM | 85043180
8738650746 | Current transformer IPN40v 250/1A SP | Current transformer IPN40v 250/1A SP | Stromwandler IPN40v 250/1A vergossen SP | Current transformer IPN40v 250/1A SP | - | - | 4062321468842 | 1.019 | 0.866 | KG | 4.5 | CDM | 120 | 100 | 70 | MM | 85043180 | Phased out
8738650749 | Current transf.E8A512.3v 250/1Ashed SP | Current transf.E8A512.3v 250/1Ashed SP | Stromwandler E8A512.3v 250/1A vergos. SP | Current transf.E8A512.3v 250/1Ashed SP | 50 | 357.33 | 4062321383282 | 0.48 | 0.456 | KG | 0.371 | CDM | 90 | 125 | 33 | MM | 84039090
8738650755 | Plug-in strip 25-48 f. MFR SP | Plug-in strip 25-48 f. MFR SP | Steckerleiste 25-48 f. MFR SP | Plug-in strip 25-48 f. MFR SP | 31 | 66.74 | 4062321468873 | 0.055 | 0.051 | KG | 0.037 | CDM | 120 | 70 | 11 | MM | 84039090
8738650763 | Resistor 1,5kOhm 25W (10x) SP | Resistor 1,5kOhm 25W (10x) SP | Widerstand 1,5kOhm 25W (10x) SP | Resistor 1,5kOhm 25W (10x) SP | 30 | 59.86 | 4062321468897 | 0.014 | 0.01 | KG | 0.001 | CDM | 59 | 3 | 3 | MM | 85332100
8738650768 | Gas sensor 5054 SP | Gas sensor 5054 SP | Gas-Meßfühler 5054 SP | Gas sensor 5054 SP | 47 | 291.25 | 4062321468903 | 0.375 | 0.175 | KG | 0.691 | CDM | 108 | 80 | 80 | MM | 90271010
8738650772 | Base for optical smoke detector SP | Base for optical smoke detector SP | Sockel f. Optischen Rauchmelder SP | Base for optical smoke detector SP | 22 | 24.96 | 4062321383312 | 0.052 | 0.038 | KG | 0.15 | CDM | 100 | 100 | 15 | MM | 84039090
8738650776 | N fuse holder 1x63A SP | N fuse holder 1x63A SP | Neozed Sicherungssockel 63 A 1-pol. SP | N fuse holder 1x63A SP | 30 | 59.86 | 4062321468927 | 0.095 | 0.085 | KG | 0.116 | CDM | 63 | 71 | 26 | MM | 85369095
8738650777 | N fuse holder 3x63A SP | N fuse holder 3x63A SP | Neozed Sicherungssockel 63 A 3-pol. SP | N fuse holder 3x63A SP | 26 | 36.29 | 4062321468934 | 0.262 | 0.252 | KG | 0.357 | CDM | 81 | 62 | 71 | MM | 85369095
8738650779 | Screw cap Neozed D02 63A SP | Screw cap Neozed D02 63A SP | Schraubkappe Neozed D02 63A SP | Screw cap Neozed D02 63A SP | 31 | 66.74 | 4062321468941 | 0.021 | 0.017 | KG | 0.017 | CDM | 24 | 24 | 30 | MM | 84039090
8738650781 | Neozed fuse D02 20 A SP | Neozed fuse D02 20 A SP | Neozed Sicherung D02 20 A SP | Neozed fuse D02 20 A SP | 17 | 14.44 | 4062321383329 | 0.011 | 0.01 | KG | 0.056 | CDM | 50 | 70 | 16 | MM | 85361050
8738650784 | Neozed fuse D02 63 A (3x) SP | Neozed fuse D02 63 A (3x) SP | Neozed Sicherung D02 63 A (3x) SP | Neozed fuse D02 63 A (3x) SP | 22 | 24.96 | 4062321540340 | 0.046 | 0.042 | KG | 0.009 | CDM | 30 | 75 | 15 | MM | 85361050
8738650785 | Neozed fuse D01 16 A SP | Neozed fuse D01 16 A SP | Neozed Sicherung D01 16 A SP | Neozed fuse D01 16 A SP | 20 | 20.5 | 4062321383343 | 0.017 | 0.007 | KG | 0.004 | CDM | 36 | 10 | 10 | MM | 85361050
8738650789 | Neozed fuse D02 25 A SP | Neozed fuse D02 25 A SP | Neozed Sicherung D02 25 A SP | Neozed fuse D02 25 A SP | 21 | 22.92 | 4062321540357 | 0.016 | 0.012 | KG | 0.009 | CDM | 36 | 16 | 16 | MM | 85361050
8738650790 | Neozed fuse D01 2 A (3x) SP | Neozed fuse D01 2 A (3x) SP | Neozed Sicherung D01 2 A (3x) SP | Neozed fuse D01 2 A (3x) SP | 31 | 66.74 | 4062321468958 | 0.022 | 0.018 | KG | 0.005 | CDM | 100 | 70 | 10 | MM | 85361010
8738650808 | MCB S201-B10 SP | MCB S201-B10 SP | Sicherungsautomat S201-B10 SP | MCB S201-B10 SP | 24 | 29.93 | 4062321383381 | 0.115 | 0.109 | KG | 0.119 | CDM | 100 | 70 | 17 | MM | 84039090
8738650809 | MCB S201-B6 SP | MCB S201-B6 SP | Sicherungsautomat S201-B6 SP | MCB S201-B6 SP | 25 | 32.89 | 4062321383398 | 0.12 | 0.114 | KG | 0.119 | CDM | 100 | 70 | 17 | MM | 84039090
8738650810 | MCB S201-B20 SP | MCB S201-B20 SP | Sicherungsautomat S201-B20 SP | MCB S201-B20 SP | 25 | 32.89 | 4062321468965 | 0.17 | 0.12 | KG | 0.108 | CDM | 85 | 17 | 75 | MM | 84039090
8738650812 | Auxiliary switch S2C-S/H6R 1NO/1NC SP | Auxiliary switch S2C-S/H6R 1NO/1NC SP | Hilfsschalter S2C-S/H6R 1NO/1NC SP | Auxiliary switch S2C-S/H6R 1NO/1NC SP | 31 | 66.74 | 4062321468972 | 0.065 | 0.061 | KG | 0.088 | CDM | 85 | 74 | 14 | MM | 84039090
8738650813 | MCB S201-C2 SP | MCB S201-C2 SP | Sicherungsautomat S201-C2 SP | MCB S201-C2 SP | 27 | 42.05 | 4062321468989 | 0.17 | 0.12 | KG | 0.108 | CDM | 85 | 17 | 75 | MM | 85362010
8738650814 | MCB S201-B32 SP | MCB S201-B32 SP | Sicherungsautomat S201-B32 SP | MCB S201-B32 SP | 28 | 47.73 | 4062321468996 | 0.163 | 0.159 | KG | 0.106 | CDM | 115 | 75 | 25 | MM | 85362010
8738650817 | MCB S203-B6 SP | MCB S203-B6 SP | Sicherungsautomat S203-B6 SP | MCB S203-B6 SP | 36 | 102.88 | 4062321469009 | 0.367 | 0.343 | KG | 0.311 | CDM | 87 | 51 | 70 | MM | 85362010
8738650821 | MCB S203-K25 SP | MCB S203-K25 SP | Sicherungsautomat S203-K25 SP | MCB S203-K25 SP | 42 | 182.04 | 4062321383404 | 0.45 | 0.4 | KG | 0.338 | CDM | 85 | 53 | 75 | MM | 85362010
8738650826 | MCB S201-B25 SP | MCB S201-B25 SP | Sicherungsautomat S201-B25 SP | MCB S201-B25 SP | 23 | 27.22 | 4062321469016 | 0.17 | 0.12 | KG | 0.108 | CDM | 85 | 17 | 75 | MM | 85362010
8738650828 | MCB S201-C4 SP | MCB S201-C4 SP | Sicherungsautomat S201-C4 SP | MCB S201-C4 SP | 27 | 42.05 | 4062321383411 | 0.17 | 0.12 | KG | 0.108 | CDM | 85 | 17 | 75 | MM | 85362010
8738650831 | MCB S203-K50 SP | MCB S203-K50 SP | Sicherungsautomat S203-K50 SP | MCB S203-K50 SP | 47 | 291.25 | 4062321469023 | 0.461 | 0.457 | KG | 0.333 | CDM | 85 | 53 | 74 | MM | 85362010
8738650835 | Pressure switch GGW10 A4U 1-10mbar SP | Pressure switch GGW10 A4U 1-10mbar SP | Druckwächter GGW10 A4U 1-10mbar SP | Pressure switch GGW10 A4U 1-10mbar SP | 47 | 291.25 | 4062321469047 | 0.27 | 0.266 | KG | 0.383 | CDM | 105 | 90 | 70 | MM | 85365080
8738650836 | Pressure switch GGW50 A4U -2,5-50mbar SP | Pressure switch GGW50 A4U -2,5-50mbar SP | Druckwächter GGW50 A4U -2,5.-50mbar SP | Pressure switch GGW50 A4U -2,5-50mbar SP | 51 | 384.3 | 4062321469054 | 0.3 | 0.265 | KG | 0.384 | CDM | 110 | 90 | 70 | MM | 85365080
8738650839 | Pressure limiter DWR1-206 0,2-1,6bar SP | Pressure limiter DWR1-206 0,2-1,6bar SP | Druckbegrenzer DWR1-206 0,2-1,6bar SP | Pressure limiter DWR1-206 0,2-1,6bar SP | 55 | 538.01 | 4062321383435 | 0.615 | 0.522 | KG | 3.6 | CDM | 180 | 200 | 100 | MM | 85365080
8738650842 | Pressure limiter SDBAM6 1,2-6bar SP | Pressure limiter SDBAM6 1,2-6bar SP | Druckbegrenzer SDBAM6 1,2-6bar SP | Pressure limiter SDBAM6 1,2-6bar SP | 56 | 585.2 | 4062321383459 | 0.755 | 0.641 | KG | 3.24 | CDM | 200 | 180 | 90 | MM | 85365080
8738650843 | Pressure limiter DWR6-206 0,5-6bar SP | Pressure limiter DWR6-206 0,5-6bar SP | Druckbegrenzer DWR6-206 0,5-6bar SP | Pressure limiter DWR6-206 0,5-6bar SP | 53 | 453.07 | 4062321469078 | 0.505 | 0.386 | KG | 0.551 | CDM | 115 | 76 | 63 | MM | 85365080
8738650845 | Pressure limiter DWR25-205 4-25bar SP | Pressure limiter DWR25-205 4-25bar SP | Druckbegrenzer DWR25-205 4-25bar SP | Pressure limiter DWR25-205 4-25bar SP | 54 | 493.52 | 4062321540364 | 0.48 | 0.37 | KG | 0.529 | CDM | 105 | 80 | 63 | MM | 85365080
8738650846 | Pressure limiter DWR16-205 3-16bar SP | Pressure limiter DWR16-205 3-16bar SP | Druckbegrenzer DWR16-205 3-16bar SP | Pressure limiter DWR16-205 3-16bar SP | 53 | 453.07 | 4062321469085 | 0.479 | 0.367 | KG | 0.554 | CDM | 110 | 80 | 63 | MM | 85365080
8738650847 | Pressure limiter DWR6-205 0,5-6bar SP | Pressure limiter DWR6-205 0,5-6bar SP | Druckbegrenzer DWR6-205 0,5-6bar SP | Pressure limiter DWR6-205 0,5-6bar SP | 54 | 493.52 | 4062321469092 | 0.5 | 0.385 | KG | 0.509 | CDM | 101 | 80 | 63 | MM | 85365080
8738650848 | Pressure limiter DWR625-205 0,5-6bar SP | Pressure limiter DWR625-205 0,5-6bar SP | Druckbegrenzer DWR625-205 0,5-6bar SP | Pressure limiter DWR625-205 0,5-6bar SP | 53 | 453.07 | 4062321469108 | 0.484 | 0.363 | KG | 0.554 | CDM | 110 | 80 | 63 | MM | 85365080
8738650855 | Resistance thermometer PT100 SP | Resistance thermometer PT100 SP | Raum/Außen-Widerstandstherm. PT100 SP | Resistance thermometer PT100 SP | 42 | 182.04 | 4062321383473 | 0.054 | 0.051 | KG | 0.488 | CDM | 100 | 75 | 65 | MM | 90251900
8738650857 | Sensor pocket 1/2"x40mm brass SP | Sensor pocket 1/2"x40mm brass SP | Tauchhülse 1/2"x40mm MS SP | Sensor pocket 1/2"x40mm brass SP | 24 | 29.93 | 4062321469122 | 0.065 | 0.061 | KG | 0.031 | CDM | 48 | 26 | 25 | MM | 84039090
8738650860 | Surf.-moun. therm. ATHs-70 30-110°C SP | Surf.-moun. therm. ATHs-70 30-110°C SP | Aufbau-Thermostat ATHs-70 30-110°C SP | Surf.-moun. therm. ATHs-70 30-110°C SP | 51 | 384.3 | 4062321469139 | 0.67 | 0.55 | KG | 9.136 | CDM | 110 | 315 | 70 | MM | 90321020
8738650861 | Resistance thermometer PT100 160mm SP | Resistance thermometer PT100 160mm SP | Gewinde-Widerstandstherm. PT100 160mm SP | Resistance thermometer PT100 160mm SP | 57 | 632.4 | 4062321469146 | 1.065 | 0.499 | KG | 35.939 | CDM | 485 | 285 | 260 | MM | 90251900
8738650862 | NiCrNi exhaust gas sensor 0...1000°C SP | NiCrNi exhaust gas sensor 0...1000°C SP | NiCr-Ni Thermoelement K 0...1000°C SP | NiCrNi exhaust gas sensor 0...1000°C SP | 54 | 493.52 | 4062321383480 | 0.842 | 0.715 | KG | 3.01 | CDM | 430 | 100 | 70 | MM | 90251900
8738650863 | Resistance thermometer PT100 250mm SP | Resistance thermometer PT100 250mm SP | Gewinde-Widerstandstherm. PT100 250mm SP | Resistance thermometer PT100 250mm SP | 51 | 384.3 | 4062321469153 | 1.048 | 0.482 | KG | 35.939 | CDM | 485 | 285 | 260 | MM | 90251900
8738650864 | Sensor pocket 1/2"x300mm brass SP | Sensor pocket 1/2"x300mm brass SP | Tauchhülse 1/2"x300mm MS SP | Sensor pocket 1/2"x300mm brass SP | - | - | 4062321383497 | 0.136 | 0.129 | KG | 0.256 | CDM | 310 | 33 | 25 | MM | 84039090 | Phased out
8738650866 | Resistance thermometer PT100 150mm SP | Resistance thermometer PT100 150mm SP | Gewinde-Widerstandstherm. PT100 150mm SP | Resistance thermometer PT100 150mm SP | 44 | 222.48 | 4062321383503 | 0.201 | 0.19 | KG | 1.026 | CDM | 190 | 120 | 45 | MM | 90251900
8738650867 | Resistance thermometer PT100 200mm SP | Resistance thermometer PT100 200mm SP | Gewinde-Widerstandstherm. PT100 200mm SP | Resistance thermometer PT100 200mm SP | 45 | 244.05 | 4062321469160 | 0.22 | 0.2 | KG | 0.81 | CDM | 270 | 60 | 50 | MM | 90251900
8738650868 | Resistance thermometer PT1000 150mm SP | Resistance thermometer PT1000 150mm SP | Gewinde-Widerstandstherm.PT1000 150mm SP | Resistance thermometer PT1000 150mm SP | 48 | 314.16 | 4062321469177 | 0.3 | 0.18 | KG | 9.136 | CDM | 301 | 201 | 151 | MM | 90251900
8738650870 | Surf.-moun. therm. ATHf-20 20-150°C SP | Surf.-moun. therm. ATHf-20 20-150°C SP | Aufbau-Thermostat ATHf-20 20-150°C SP | Surf.-moun. therm. ATHf-20 20-150°C SP | 52 | 416.66 | 4062321469184 | 0.492 | 0.441 | KG | 1.452 | CDM | 220 | 110 | 60 | MM | 90321020
8738650871 | Surf.-moun. therm. ATHf-70 20-150°C SP | Surf.-moun. therm. ATHf-70 20-150°C SP | Aufbau-Thermostat ATHf-70 20-150°C SP | Surf.-moun. therm. ATHf-70 20-150°C SP | 52 | 416.66 | 4062321469191 | 0.62 | 0.5 | KG | 9.136 | CDM | 110 | 215 | 68 | MM | 90321020
8738650882 | Bimetal therm. TM208 0-200°C ø100mm SP | Bimetal therm. TM208 0-200°C ø100mm SP | Bimetall-Therm. TM208 0-200°C ø100mm SP | Bimetal therm. TM208 0-200°C ø100mm SP | 40 | 145.62 | 4062321469238 | 0.359 | 0.269 | KG | 4.5 | CDM | 200 | 120 | 120 | MM | 90251900
8738650887 | Profibus interface FR-A7NP SP | Profibus interface FR-A7NP SP | Profibus Schnittstelle FR-A7NP SP | Profibus interface FR-A7NP SP | 53 | 453.07 | 4062321469245 | 0.341 | 0.221 | KG | 9.136 | CDM | 170 | 150 | 70 | MM | 84039090
8738650888 | Inverter FR-F740-00380 EC 15kW SP | Inverter FR-F740-00380 EC 15kW SP | Frequenzumrich. FR-F740-00380 EC 15kW SP | Inverter FR-F740-00380 EC 15kW SP | 97 | 4328.36 | 4062321540388 | 8.92 | 8.3 | KG | 36.75 | CDM | 350 | 350 | 300 | MM | 85044085
8738650891 | Switched power supply DR120W24,120W5A SP | Switched power supply DR120W24,120W5A SP | Schaltnetzteil DR120W24 120W 5A SP | Switched power supply DR120W24,120W5A SP | 42 | 182.04 | 4062321383510 | 0.83 | 0.705 | KG | 1.697 | CDM | 150 | 87 | 130 | MM | 84039090
8738650892 | Rd.Interfer.filter.FEF 3SI LED5,3-Ph. SP | Rd.Interfer.filter.FEF 3SI LED5,3-Ph. SP | Funkentstörfilt.FEF 3SI LED5,3-Phasen SP | Rd.Interfer.filter.FEF 3SI LED5,3-Ph. SP | 39 | 132.96 | 4062321469252 | 0.195 | 0.173 | KG | 0.267 | CDM | 105 | 95 | 75 | MM | 84039090
8738650894 | Contact / surface thermometer PT100 SP | Contact / surface thermometer PT100 SP | Anlege/Oberflächentherm. PT100 SP | Contact / surface thermometer PT100 SP | 39 | 132.96 | 4062321383527 | 0.08 | 0.076 | KG | 0.66 | CDM | 150 | 220 | 20 | MM | 84039090
8738650916 | Protective hood ABS 9-pole SP | Protective hood ABS 9-pole SP | Schutzhaube 9-pol. SP | Protective hood ABS 9-pole SP | 19 | 18.48 | 4062321383541 | 0.02 | 0.011 | KG | 0.047 | CDM | 60 | 70 | 18 | MM | 84039090
8738650931 | Ventura FIO BUS coupler SP | Ventura FIO BUS coupler SP | Ventura FIO Buskoppler SP | Ventura FIO BUS coupler SP | 51 | 384.3 | 4062321383565 | 0.22 | 0.16 | KG | 0.544 | CDM | 98 | 150 | 37 | MM | 85176200
8738650932 | Ventura FIO DI16 D016 SP | Ventura FIO DI16 D016 SP | Ventura FIO DI16 D016 SP | Ventura FIO DI16 D016 SP | 54 | 493.52 | 4062321469375 | 0.22 | 0.16 | KG | 0.544 | CDM | 98 | 150 | 37 | MM | 84039090
8738650933 | Ventura FIO DI16 SP | Ventura FIO DI16 SP | Ventura FIO DI16 SP | Ventura FIO DI16 SP | 51 | 384.3 | 4062321383572 | 0.22 | 0.16 | KG | 0.544 | CDM | 98 | 150 | 37 | MM | 85176200
8738650934 | Ventura FIO AI4-I SP | Ventura FIO AI4-I SP | Ventura FIO AI4-I SP | Ventura FIO AI4-I SP | 59 | 728.13 | 4062321383589 | 0.17 | 0.161 | KG | 0.508 | CDM | 100 | 145 | 35 | MM | 85176200
8738650937 | Ventura FIO AO4 SP | Ventura FIO AO4 SP | Ventura FIO AO4 SP | Ventura FIO AO4 SP | 57 | 632.4 | 4062321383619 | 0.22 | 0.16 | KG | 0.544 | CDM | 98 | 150 | 37 | MM | 85176200
8738650941 | Ventura FIO AI4/8-U SP | Ventura FIO AI4/8-U SP | Ventura FIO AI4/8-U SP | Ventura FIO AI4/8-U SP | 58 | 680.95 | 4062321383626 | 0.22 | 0.16 | KG | 0.519 | CDM | 98 | 147 | 36 | MM | 85176200
8738650950 | Profibus SubconPlus SP | Profibus SubconPlus SP | Profibus SubconPlus SP | Profibus SubconPlus SP | 36 | 102.88 | 4062321469399 | 0.044 | 0.031 | KG | 0.06 | CDM | 100 | 75 | 25 | MM | 84039090
8738650952 | Interface converter RS 232/RS 485 SP | Interface converter RS 232/RS 485 SP | Schnittstellenumsetzer RS 232/RS 485 SP | Interface converter RS 232/RS 485 SP | 56 | 585.2 | 4062321383688 | 0.201 | 0.139 | KG | 0.243 | CDM | 114 | 97 | 22 | MM | 84039090
8738650953 | Inline-Block ILB PB24 DI16 DO16 DO16 SP | Inline-Block ILB PB24 DI16 DO16 DO16 SP | Inline Block ILB PB24 DI16 DO16 SP | Inline-Block ILB PB24 DI16 DO16 DO16 SP | 56 | 585.2 | 4062321469405 | 0.605 | 0.515 | KG | 4.5 | CDM | 160 | 150 | 60 | MM | 84039090
8738650954 | Speed monitor CRR 18-36VDC 2/0/0 SP | Speed monitor CRR 18-36VDC 2/0/0 SP | Drehzahlwächter CRR 18-36VDC 2/0/0 SP | Speed monitor CRR 18-36VDC 2/0/0 SP | 58 | 680.95 | 4062321469412 | 0.285 | 0.185 | KG | 0.342 | CDM | 112 | 43 | 71 | MM | 84039090
8738650982 | Switch 1-0-2 SP | Switch 1-0-2 SP | Schalter 1-0-2 SP | Switch 1-0-2 SP | 39 | 132.96 | 4062321469436 | 0.177 | 0.157 | KG | 0.267 | CDM | 48 | 48 | 116 | MM | 84039090
8738650999 | Ignition cable 550mm f. Altronic coil SP | Ignition cable 550mm f. Altronic coil SP | Zündkabel 550mm f. Altronic-Spule SP | Ignition cable 550mm f. Altronic coil SP | 33 | 80.64 | 4062321469450 | 1.049 | 0.107 | KG | 65.575 | CDM | 250 | 190 | 30 | MM | 84039090
8738651004 | Ignition pickup 5/8" 101mm SP | Ignition pickup 5/8" 101mm SP | Impulsaufnehmer 5/8" 101mm SP | Ignition pickup 5/8" 101mm SP | 47 | 291.25 | 4062321469467 | 0.083 | 0.079 | KG | 0.062 | CDM | 128 | 22 | 22 | MM | 84039090
8738651006 | Ignition cable 2866/2842 SP | Ignition cable 2866/2842 SP | Zündkabel 2866/2842 SP | Ignition cable 2866/2842 SP | 42 | 182.04 | 4062321383756 | 0.3 | 0.2 | KG | 0.25 | CDM | 193 | 48 | 27 | MM | 84039090
8738651007 | Knock sensor connector integrated SP | Knock sensor connector integrated SP | Klopfsensor Stecker integriert SP | Knock sensor connector integrated SP | 41 | 160.45 | 4062321469474 | 0.052 | 0.047 | KG | 0.025 | CDM | 50 | 45 | 35 | MM | 84039090
8738651008 | Ignition syst.MIC511 MAN E2842E/E2842 SP | Ignition syst.MIC511 MAN E2842E/E2842 SP | Zündanlage MIC 511 MAN E2842E/E2842LE SP | Ignition syst.MIC511 MAN E2842E/E2842 SP | - | - | 4062321469481 | 29 | 25.876 | KG | 192.721 | CDM | 1190 | 395 | 410 | MM | 84039090 | Phased out
8738651011 | Magnetic pickup plug incl. 10m cable SP | Magnetic pickup plug incl. 10m cable SP | Impulsaufnehmerstecker incl.10m Kabel SP | Magnetic pickup plug incl. 10m cable SP | 41 | 160.45 | 4062321383763 | 0.414 | 0.393 | KG | 1.332 | CDM | 200 | 185 | 36 | MM | 84039090
8738651012 | Ignition cable TESI 4006/4008/4016 SP | Ignition cable TESI 4006/4008/4016 SP | Zündkabel TESI 4006/4008/4016 SP | Ignition cable TESI 4006/4008/4016 SP | 44 | 222.48 | 4062321469504 | 0.332 | 0.326 | KG | 12.012 | CDM | 340 | 90 | 50 | MM | 84039090
8738651020 | Ignition system MIC511 MAN E2842LE322 SP | Ignition system MIC511 MAN E2842LE322 SP | Zündanlage MIC 511 MAN E2842LE322 SP | Ignition system MIC511 MAN E2842LE322 SP | - | - | 4062321469559 | 29.219 | 27.8 | KG | 105.6 | CDM | 1200 | 400 | 220 | MM | 84039090 | Phased out
8738651023 | Kabel 18m/60ft for knock sensor SP | Kabel 18m/60ft for knock sensor SP | Kabel 18m/60ft für Klopfsensor SP | Kabel 18m/60ft for knock sensor SP | 40 | 145.62 | 4062321469566 | 0.835 | 0.825 | KG | 2.268 | CDM | 360 | 180 | 35 | MM | 84039090
8738651029 | Press. tr. Cerabar TPMC131- A11F2A1W SP | Press. tr. Cerabar TPMC131- A11F2A1W SP | DMU Cerabar TPMC131- A11F2A1W SP | Press. tr. Cerabar TPMC131- A11F2A1W SP | - | - | 4062321469597 | 0.474 | 0.374 | KG | 0.328 | CDM | 185 | 165 | 80 | MM | 90262020 | Phased out
8738651030 | Press. tr. Cerabar TPMC131- A11F2A1Q SP | Press. tr. Cerabar TPMC131- A11F2A1Q SP | DMU Cerabar TPMC131- A11F2A1Q SP | Press. tr. Cerabar TPMC131- A11F2A1Q SP | - | - | 4062321383794 | 0.375 | 0.356 | KG | 0.784 | CDM | 285 | 55 | 50 | MM | 84039090 | Phased out
8738651031 | Resistance thermometer PT100 150mm SP | Resistance thermometer PT100 150mm SP | Widerstandstherm. PT100 150mm SP | Resistance thermometer PT100 150mm SP | - | - | 4062321469603 | 0.702 | 0.582 | KG | 9.136 | CDM | 305 | 205 | 130 | MM | 90251900 | Phased out
8738651034 | PTC resistor response device24VDC/AC SP | PTC resistor response device24VDC/AC SP | Kaltleiterauslöseger.24VDC/AC 1Wechs. SP | PTC resistor response device24VDC/AC SP | 38 | 122.17 | 4062321540449 | 0.104 | 0.098 | KG | 0.251 | CDM | 119 | 81 | 25 | MM | 84039090
8738651037 | Shield-Kon connector RSK 301 (2x) SP | Shield-Kon connector RSK 301 (2x) SP | Shield-Kon-Verbinder RSK 301 (2x) SP | Shield-Kon connector RSK 301 (2x) SP | 14 | 9.38 | 4062321383817 | 0.004 | 0.003 | KG | 0.038 | CDM | 60 | 90 | 7 | MM | 84039090
8738651042 | Cable H05V-K 1,0mm² orange (25M) SP | Cable H05V-K 1,0mm² orange (25M) SP | Aderleitung H05V-K 1,0mm² or.(25M) SP | Cable H05V-K 1,0mm² orange (25M) SP | 31 | 66.74 | 4062321469641 | 2.5 | 1.1 | KG | 0.004 | CDM | 150 | 150 | 35 | MM | 85444995
8738651043 | Cable H07V-K 1,5mm² green/yellow (5M) SP | Cable H07V-K 1,5mm² green/yellow (5M) SP | Aderleitung H07V-K 1,5mm² gn/ge (5M) SP | Cable H07V-K 1,5mm² green/yellow (5M) SP | 26 | 36.29 | 4062321383831 | 0.815 | 0.095 | KG | 0.009 | CDM | 1000 | 3 | 3 | MM | 85444995
8738651050 | Cable H05V-K 1,0mm² blue (5M) SP | Cable H05V-K 1,0mm² blue (5M) SP | Aderleitung H05V-K 1,0mm² blau (5M) SP | Cable H05V-K 1,0mm² blue (5M) SP | 26 | 36.29 | 4062321383879 | 0.08 | 0.076 | KG | 0.084 | CDM | 180 | 155 | 3 | MM | 85444995
8738651057 | Cable H07V-K 6mm² black (5M) SP | Cable H07V-K 6mm² black (5M) SP | Aderleitung H07V-K 6mm² schwarz (5M) SP | Cable H07V-K 6mm² black (5M) SP | 28 | 47.73 | 4062321383886 | 1.03 | 0.31 | KG | 0.016 | CDM | 150 | 150 | 30 | MM | 85444995
8738651071 | Cable H07V-K 6mm² green/yellow (10M) SP | Cable H07V-K 6mm² green/yellow (10M) SP | Aderleitung H07V-K 6mm² gn/ge (10M) SP | Cable H07V-K 6mm² green/yellow (10M) SP | 34 | 87.65 | 4062321469672 | 1.51 | 0.79 | KG | 0.016 | CDM | 220 | 170 | 30 | MM | 85444995
8738651084 | Data cable 1x2x0,64mm² (100M) SP | Data cable 1x2x0,64mm² (100M) SP | Datenkabel 1x2x0,64mm² (100M) SP | Data cable 1x2x0,64mm² (100M) SP | 44 | 222.48 | 4062321469702 | 8.2 | 6.6 | KG | 90 | CDM | 170 | 300 | 300 | MM | 84039090
8738651095 | Protective cable conduit S2 PG9 (10M) SP | Protective cable conduit S2 PG9 (10M) SP | Kabelschutzschlauch S2 PG9 (10M) SP | Protective cable conduit S2 PG9 (10M) SP | 40 | 145.62 | 4062321469726 | 1.48 | 0.76 | KG | 0.169 | CDM | 330 | 280 | 100 | MM | 84039090
8738651097 | Protective cable conduit S 5PG16(10M) SP | Protective cable conduit S 5PG16(10M) SP | Kabelschutzschlauch S5 PG16 (10M) SP | Protective cable conduit S 5PG16(10M) SP | 41 | 160.45 | 4062321469733 | 1.57 | 0.85 | KG | 0.4 | CDM | 305 | 305 | 110 | MM | 84039090
8738651101 | Control cable OZ-500 2x0,5mm² (5M) SP | Control cable OZ-500 2x0,5mm² (5M) SP | Steuerleitung OZ-500 2x0,5mm² (5M) SP | Control cable OZ-500 2x0,5mm² (5M) SP | 22 | 24.96 | 4062321469740 | 0.95 | 0.23 | KG | 0.025 | CDM | 280 | 190 | 15 | MM | 85444995
8738651103 | Control cable JZ-500 3G1,5mm² (5M) SP | Control cable JZ-500 3G1,5mm² (5M) SP | Steuerleitung JZ-500 3G1,5mm² (5M) SP | Control cable JZ-500 3G1,5mm² (5M) SP | 25 | 32.89 | 4062321383954 | 1.2 | 0.48 | KG | 0.036 | CDM | 220 | 180 | 40 | MM | 85444995
8738651108 | Control cable PURÖ-OZ 2x1,5mm² (5M) SP | Control cable PURÖ-OZ 2x1,5mm² (5M) SP | Steuerleitung PURÖ-JZ 2x1,5mm² (5M) SP | Control cable PURÖ-OZ 2x1,5mm² (5M) SP | 28 | 47.73 | 4062321383978 | 1.105 | 0.385 | KG | 0.036 | CDM | 220 | 180 | 25 | MM | 85444995
8738651109 | Control cable PURÖ-JZ 3G1,5mm² (20M) SP | Control cable PURÖ-JZ 3G1,5mm² (20M) SP | Steuerleitung PURÖ-JZ 3G1,5mm² (20M) SP | Control cable PURÖ-JZ 3G1,5mm² (20M) SP | 34 | 87.65 | 4062321540494 | 2.14 | 1.42 | KG | 0.225 | CDM | 1000 | 15 | 15 | MM | 85444995
8738651111 | Control cable F-C-PURÖ-JZ 2G0,5mm²(5M)SP | Control cable F-C-PURÖ-JZ 2G0,5mm²(5M)SP | Steuerltg. F-C-PURÖ-JZ 2G0,5mm² (5M) SP | Control cable F-C-PURÖ-JZ 2G0,5mm²(5M)SP | 19 | 18.48 | 4062321383985 | 0.039 | 0.037 | KG | 0.816 | CDM | 170 | 240 | 20 | MM | 85444995
8738651113 | Control cable LiYCY 2x0,5mm² (5M) SP | Control cable LiYCY 2x0,5mm² (5M) SP | Steuerleitung LiYCY 2x0,5mm² (5M) SP | Control cable LiYCY 2x0,5mm² (5M) SP | 24 | 29.93 | 4062321383992 | 0.181 | 0.17 | KG | 1.12 | CDM | 160 | 140 | 50 | MM | 85444995
8738651115 | Control cable LiYCY 5x0,5mm² (20M) SP | Control cable LiYCY 5x0,5mm² (20M) SP | Steuerleitung LiYCY 5x0,5mm² (20M) SP | Control cable LiYCY 5x0,5mm² (20M) SP | 34 | 87.65 | 4062321540715 | 2.22 | 1.5 | KG | 0.049 | CDM | 290 | 260 | 50 | MM | 85444995
8738651121 | Rubber cable NSGAFÖU 6mm² black (15M) SP | Rubber cable NSGAFÖU 6mm² black (15M) SP | Gummiaderltg. NSGAFÖU 6mm² schw.(15M) SP | Rubber cable NSGAFÖU 6mm² black (15M) SP | 33 | 80.64 | 4062321469771 | 2.34 | 1.62 | KG | 0.049 | CDM | 1000 | 7 | 7 | MM | 84039090
8738651128 | NiCrNi equalisation line 2x0,22m² 20m SP | NiCrNi equalisation line 2x0,22m² 20m SP | NiCr-Ni Ausgleichsleitung 2x0,22m² 20mSP | NiCrNi equalisation line 2x0,22m² 20m SP | - | - | 4062321384005 | 0.35 | 0.34 | KG | 1.8 | CDM | 130 | 150 | 50 | MM | 84039090 | Phased out
8738651164 | Ferrule 1,5mm²x8mm insulated 10x SP | Ferrule 1,5mm²x8mm insulated 10x SP | Aderendhülse 1,5mm²x8mm isoliert 10x SP | Ferrule 1,5mm²x8mm insulated 10x SP | 18 | 16.32 | 4062321384043 | 0.005 | 0.001 | KG | 0.001 | CDM | 30 | 20 | 5 | MM | 85369010
8738651166 | Ferrule 4mm²x12mm insulated (10x) SP | Ferrule 4mm²x12mm insulated (10x) SP | Aderendhülse 4mm²x12mm isoliert (10x) SP | Ferrule 4mm²x12mm insulated (10x) SP | 21 | 22.92 | 4062321469894 | 0.003 | 0.002 | KG | 0.001 | CDM | 90 | 60 | 10 | MM | 85369010
8738651169 | Ferrule 6mm²x12mm insulated 10x SP | Ferrule 6mm²x12mm insulated 10x SP | Aderendhülse 6mm²x12mm isoliert 10x SP | Ferrule 6mm²x12mm insulated 10x SP | 18 | 16.32 | 4062321384050 | 0.014 | 0.01 | KG | 0.001 | CDM | 20 | 7 | 7 | MM | 85369010
8738651175 | Ferrule 10mm²x24mm insulated (10x) SP | Ferrule 10mm²x24mm insulated (10x) SP | Aderendhülse 10mm²x24mm isoliert(10x) SP | Ferrule 10mm²x24mm insulated (10x) SP | 21 | 22.92 | 4062321540531 | 0.019 | 0.015 | KG | 0.005 | CDM | 100 | 70 | 10 | MM | 84039090
8738651178 | Pressure switch 1,0mm² insulated 10x SP | Pressure switch 1,0mm² insulated 10x SP | Duo-Aderendhülse 1,0mm² isoliert 10x SP | Pressure switch 1,0mm² insulated 10x SP | 18 | 16.32 | 4062321384067 | 0.012 | 0.008 | KG | 0.001 | CDM | 25 | 60 | 6 | MM | 84039090
8738651180 | Pressure switch 0,5mm² insulated(10x) SP | Pressure switch 0,5mm² insulated(10x) SP | Duo-Aderendhülse 0,5mm² isoliert(10x) SP | Pressure switch 0,5mm² insulated(10x) SP | 21 | 22.92 | 4062321469924 | 0.008 | 0.004 | KG | 0.225 | CCM | 25 | 60 | 5 | MM | 85365080
8738651181 | Quick clamp M32 (10x) SP | Quick clamp M32 (10x) SP | Quick-Schelle M32 (10x) SP | Quick clamp M32 (10x) SP | 31 | 66.74 | 4062321469931 | 0.064 | 0.06 | KG | 0.031 | CDM | 46 | 42 | 16 | MM | 84039090
8738651182 | Quick clamp M25 (10x) SP | Quick clamp M25 (10x) SP | Quick-Schelle M25 (10x) SP | Quick clamp M25 (10x) SP | 31 | 66.74 | 4062321469948 | 0.044 | 0.04 | KG | 0.017 | CDM | 34 | 16 | 31 | MM | 84039090
8738651185 | Jam nut M20x1,5 PVC (10x) SP | Jam nut M20x1,5 PVC (10x) SP | Gegenmutter M20x1,5 PVC 10x SP | Jam nut M20x1,5 PVC (10x) SP | 21 | 22.92 | 4062321384074 | 0.039 | 0.035 | KG | 0.005 | CDM | 27 | 30 | 6 | MM | 39269097
8738651187 | IPON cable screw fitting M20x1,5 SP | IPON cable screw fitting M20x1,5 SP | Ipon Verschraubung M20x1,5 SP | IPON cable screw fitting M20x1,5 SP | 14 | 9.38 | 4062321384081 | 0.014 | 0.01 | KG | 0.024 | CDM | 100 | 100 | 30 | MM | 84039090
8738651188 | IPON cable screw fitting M40x1,5 SP | IPON cable screw fitting M40x1,5 SP | Ipon Verschraubung M40x1,5 SP | IPON cable screw fitting M40x1,5 SP | 16 | 12.66 | 4062321469955 | 0.008 | 0.004 | KG | 0.124 | CDM | 55 | 50 | 50 | MM | 84039090
8738651189 | IPON cable screw fitting M50x1,5 SP | IPON cable screw fitting M50x1,5 SP | Ipon Verschraubung M50x1,5 SP | IPON cable screw fitting M50x1,5 SP | 21 | 22.92 | 4062321540548 | 0.099 | 0.095 | KG | 0.253 | CDM | 68 | 60 | 62 | MM | 84039090
8738651190 | Jam nut M50x1,5 PVC (4x) SP | Jam nut M50x1,5 PVC (4x) SP | Gegenmutter M50x1,5 PVC (4x) SP | Jam nut M50x1,5 PVC (4x) SP | 18 | 16.32 | 4062321540685 | 0.016 | 0.012 | KG | 0.039 | CDM | 125 | 85 | 20 | MM | 84039090
8738651191 | Jam nut M16x1,5 PVC (10x) SP | Jam nut M16x1,5 PVC (10x) SP | Gegenmutter M16x1,5 PVC 10x SP | Jam nut M16x1,5 PVC (10x) SP | 21 | 22.92 | 4062321384098 | 0.006 | 0.002 | KG | 0.003 | CDM | 100 | 100 | 7 | MM | 84039090
8738651194 | Jam nut M12x1,5 PVC (10x) SP | Jam nut M12x1,5 PVC (10x) SP | Gegenmutter M12x1,5 PVC (10x) SP | Jam nut M12x1,5 PVC (10x) SP | 21 | 22.92 | 4062321384104 | 0.005 | 0.003 | KG | 0.004 | CDM | 22 | 30 | 6 | MM | 39269097
8738651195 | Jam nut M63x1,5 PVC SP | Jam nut M63x1,5 PVC SP | Gegenmutter M63x1,5 PVC SP | Jam nut M63x1,5 PVC SP | 15 | 10.93 | 4062321469979 | 0.005 | 0.001 | KG | 0.052 | CDM | 83 | 79 | 8 | MM | 84039090
8738651196 | IPON cable screw fitting M32x1,5 SP | IPON cable screw fitting M32x1,5 SP | Ipon Verschraubung M32x1,5 SP | IPON cable screw fitting M32x1,5 SP | 31 | 66.74 | 4062321469986 | 0.043 | 0.039 | KG | 0.071 | CDM | 40 | 40 | 50 | MM | 84039090
8738651203 | Plastic reduction KRM20/16 SP | Plastic reduction KRM20/16 SP | Kunststoff-Reduzierung KRM20/16 SP | Plastic reduction KRM20/16 SP | 17 | 14.44 | 4062321384128 | 0.007 | 0.003 | KG | 0.013 | CDM | 22 | 22 | 12 | MM | 84039090
8738651207 | Quick clamp M16 (10x) SP | Quick clamp M16 (10x) SP | Quick-Schelle M16 (10x) SP | Quick clamp M16 (10x) SP | 31 | 66.74 | 4062321469993 | 0.024 | 0.02 | KG | 0.01 | CDM | 25 | 25 | 16 | MM | 84039090
8738651208 | Quick clamp M20 SP | Quick clamp M20 SP | Quick-Schelle M20 SP | Quick clamp M20 SP | 30 | 59.86 | 4062321470005 | 0.007 | 0.003 | KG | 0.014 | CDM | 30 | 30 | 16 | MM | 84039090
8738651209 | Cable gland M32 SP | Cable gland M32 SP | Kabelverschr. M32 SP | Cable gland M32 SP | 15 | 10.93 | 4062321384135 | 0.04 | 0.038 | KG | 0.102 | CDM | 53 | 42 | 46 | MM | 84039090
8738651212 | Butt connector 0,5-1,0mm² (10x) SP | Butt connector 0,5-1,0mm² (10x) SP | Stoßverbinder 0,5-1,0mm² (10x) SP | Butt connector 0,5-1,0mm² (10x) SP | 30 | 59.86 | 4062321470012 | 0.013 | 0.009 | KG | 0.001 | CDM | 25 | 5 | 5 | MM | 84039090
8738651246 | Cover grey D-STTB 2,5 SP | Cover grey D-STTB 2,5 SP | Deckel grau D-STTB 2,5 SP | Cover grey D-STTB 2,5 SP | 11 | 4.79 | 4062321384180 | 0.003 | 0.002 | KG | 0.008 | CDM | 100 | 68 | 2 | MM | 84039090
8738651247 | jumper 10-pol. red SP SP | jumper 10-pol. red SP SP | Steckbrücke 10-pol. rot SP | jumper 10-pol. red SP SP | 31 | 66.74 | 4062321470043 | 0.012 | 0.008 | KG | 0.004 | CDM | 60 | 30 | 5 | MM | 84039090
8738651250 | Cover grey D-ST 6 SP | Cover grey D-ST 6 SP | Deckel grau D-ST 6 SP | Cover grey D-ST 6 SP | 30 | 59.86 | 4062321470050 | 0.006 | 0.002 | KG | 0.01 | CDM | 69 | 36 | 4 | MM | 84039090
8738651252 | Quick-installation retainer, grey SP | Quick-installation retainer, grey SP | Schnellmontage-Endhalter grau SP | Quick-installation retainer, grey SP | 30 | 59.86 | 4062321470067 | 0.01 | 0.005 | KG | 0.01 | CDM | 50 | 40 | 5 | MM | 84039090
8738651274 | Equipotential bonding bar 1809 SP | Equipotential bonding bar 1809 SP | Potentialausgleichsschiene 1809 SP | Equipotential bonding bar 1809 SP | 22 | 24.96 | 4062321384210 | 0.235 | 0.206 | KG | 0.051 | CDM | 190 | 50 | 50 | MM | 84039090
8738651287 | End sleeve PG9 PVC SP | End sleeve PG9 PVC SP | Endtülle PG9 PVC SP | End sleeve PG9 PVC SP | 31 | 66.74 | 4062321470081 | 0.033 | 0.029 | KG | 0.004 | CDM | 25 | 20 | 20 | MM | 84039090
8738651311 | Level switch EVR 1/8VO-L 90mm 2-wire SP | Level switch EVR 1/8VO-L 90mm 2-wire SP | Niveauschalt.EVR 1/8VO-L 90mm 2-adrig SP | Level switch EVR 1/8VO-L 90mm 2-wire SP | 45 | 244.05 | 4062321384241 | 0.233 | 0.133 | KG | 0.988 | CDM | 190 | 130 | 40 | MM | 90261029
8738651312 | Level switch EVR 1/8VO-L 80mm 4-wire SP | Level switch EVR 1/8VO-L 80mm 4-wire SP | Niveauschalt.EVR 1/8VO-L 80mm 4-adrig SP | Level switch EVR 1/8VO-L 80mm 4-wire SP | 48 | 314.16 | 4062321384258 | 0.305 | 0.289 | KG | 1.26 | CDM | 225 | 160 | 35 | MM | 90261029
8738651313 | Oil nuzzle 0,50GPH 60° HFD Danfoss SP | Oil nuzzle 0,50GPH 60° HFD Danfoss SP | Öldüse 0,50GPH 60° HFD Danfoss SP | Oil nuzzle 0,50GPH 60° HFD Danfoss SP | 26 | 36.29 | 4062321384265 | 0.031 | 0.028 | KG | 0.135 | CDM | 60 | 90 | 20 | MM | 84039090
8738651315 | Oil level control unit type 21/3-68 SP | Oil level control unit type 21/3-68 SP | Ölautomatik Typ 21/3-68 SP | Oil level control unit type 21/3-68 SP | 61 | 815.79 | 4062321384272 | 1.86 | 1.659 | KG | 4.465 | CDM | 305 | 205 | 155 | MM | 84039090
8738651316 | Door-position switch PS4127.010 SP | Door-position switch PS4127.010 SP | Türpositionsschalter PS4127.010 SP | Door-position switch PS4127.010 SP | 34 | 87.65 | 4062321470111 | 0.076 | 0.055 | KG | 0.209 | CDM | 93 | 50 | 45 | MM | 84039090
8738651317 | Temperature controller SK3110 SP | Temperature controller SK3110 SP | Temperaturregler SK3110.000 SP | Temperature controller SK3110 SP | 32 | 73.62 | 4062321470128 | 0.16 | 0.12 | KG | 0.202 | CDM | 80 | 80 | 35 | MM | 90321020
8738651323 | Filter vent 230m³/h 230V SK3241.100 SP | Filter vent 230m³/h 230V SK3241.100 SP | Filterlüfter 230m³/h 230V SK3241.100 SP | Filter vent 230m³/h 230V SK3241.100 SP | 45 | 244.05 | 4062321384289 | 1.89 | 1.84 | KG | 9.646 | CDM | 265 | 260 | 140 | MM | 84039090
8738651327 | Filter mat SK3177.000 (2x) SP | Filter mat SK3177.000 (2x) SP | Filtermatte SK3177.000 (2x) SP | Filter mat SK3177.000 (2x) SP | 26 | 36.29 | 4062321470135 | 0.594 | 0.028 | KG | 35.939 | CDM | 485 | 285 | 260 | MM | 84039090
8738651328 | Filter mat SK3173.100 (2x) SP | Filter mat SK3173.100 (2x) SP | Filtermatte SK3173.100 (2x) SP | Filter mat SK3173.100 (2x) SP | 25 | 32.89 | 4062321384296 | 0.056 | 0.052 | KG | 1.682 | CDM | 290 | 290 | 20 | MM | 84039090
8738651331 | NH1 load-break switch 250A SV9344.110 SP | NH1 load-break switch 250A SV9344.110 SP | Lasttrenner NH1 250A SV9344.110 SP | NH1 load-break switch 250A SV9344.110 SP | 47 | 291.25 | 4062321470142 | 2.769 | 2.149 | KG | 36.75 | CDM | 350 | 350 | 300 | MM | 84039090
8738651339 | End cover SV9340.070 SP | End cover SV9340.070 SP | Endabdeckung SV9340.070 SP | End cover SV9340.070 SP | 31 | 66.74 | 4062321470159 | 0.1 | 0.09 | KG | 0.366 | CDM | 212 | 69 | 25 | MM | 84039090
8738651342 | Filter mat SK3171.100 (2x) SP | Filter mat SK3171.100 (2x) SP | Filtermatte SK3171.100 (2x) SP | Filter mat SK3171.100 (2x) SP | 23 | 27.22 | 4062321470166 | 1.1 | 1 | KG | 0.173 | CDM | 120 | 120 | 12 | MM | 84039090
8738651347 | Security key SZ2532.000 SP | Security key SZ2532.000 SP | Sicherheitsschlüssel SZ2532.000 SP | Security key SZ2532.000 SP | 31 | 66.74 | 4062321470173 | 0.04 | 0.036 | KG | 0.003 | CDM | 50 | 20 | 4 | MM | 84039090
8738651348 | Fixing set for L-switch SV9660.970 SP | Fixing set for L-switch SV9660.970 SP | Befest.-Set f. L-Schalter SV9660.970 SP | Fixing set for L-switch SV9660.970 SP | 33 | 80.64 | 4062321470180 | 0.549 | 0.449 | KG | 0.125 | CDM | 100 | 50 | 25 | MM | 84039090
8738651354 | Metal crimp brass (2x) SP | Metal crimp brass (2x) SP | Quetschhülse MS (2x) SP | Metal crimp brass (2x) SP | 30 | 59.86 | 4062321470197 | 0.006 | 0.002 | KG | 0.001 | CDM | 12 | 6 | 7 | MM | 84039090
8738651355 | Miniature connector NiCrNi green (2x) SP | Miniature connector NiCrNi green (2x) SP | Miniaturstecker NiCr-Ni grün (2x) SP | Miniature connector NiCrNi green (2x) SP | 30 | 59.86 | 4062321470203 | 0.012 | 0.011 | KG | 0.005 | CDM | 35 | 50 | 10 | MM | 84039090
8738651356 | Miniature coupling NiCrNi green SP | Miniature coupling NiCrNi green SP | Miniaturkupplung NiCr-Ni grün SP | Miniature coupling NiCrNi green SP | 22 | 24.96 | 4062321384326 | 0.01 | 0.006 | KG | 0.003 | CDM | 25 | 16 | 8 | MM | 84039090
8738651358 | Sensor KAS-80-23-A 10-35VDC 250mA 6W SP | Sensor KAS-80-23-A 10-35VDC 250mA 6W SP | Sensor KAS-80-23-A 10-35VDC 250mA 6W SP | Sensor KAS-80-23-A 10-35VDC 250mA 6W SP | 59 | 728.13 | 4062321384333 | 0.145 | 0.108 | KG | 0.442 | CDM | 120 | 100 | 40 | MM | 84039090
8738651366 | Socket part 3-pole SP | Socket part 3-pole SP | Buchsenteil 3-pol. SP | Socket part 3-pole SP | 18 | 16.32 | 4062321384340 | 0.022 | 0.018 | KG | 0.031 | CDM | 53 | 28 | 21 | MM | 84039090
8738651367 | Connector part 3-pin. SP | Connector part 3-pin. SP | Steckerteil 3-pol. SP | Connector part 3-pin. SP | 18 | 16.32 | 4062321384357 | 0.021 | 0.017 | KG | 0.032 | CDM | 90 | 60 | 21 | MM | 84039090
8738651369 | Socket+plug D-Sub CAN PG Switch SP | Socket+plug D-Sub CAN PG Switch SP | Buchse+Stecker D-Sub CAN PG Switch SP | Socket+plug D-Sub CAN PG Switch SP | 39 | 132.96 | 4062321470234 | 0.043 | 0.039 | KG | 0.047 | CDM | 70 | 55 | 35 | MM | 84039090
8738651370 | Fluorescent tube 18W L18/21 SP | Fluorescent tube 18W L18/21 SP | Leuchtstoffröhre 18W L18/21 SP | Fluorescent tube 18W L18/21 SP | 17 | 14.44 | 4062321384364 | 0.095 | 0.09 | KG | 0.445 | CDM | 610 | 27 | 27 | MM | 94054990
8738651373 | Starter ST151 4-8/15/18-22kW SP | Starter ST151 4-8/15/18-22kW SP | Starter ST151 4-8/15/18-22kW SP | Starter ST151 4-8/15/18-22kW SP | 30 | 59.86 | 4062321470241 | 0.011 | 0.007 | KG | 0.017 | CDM | 40 | 20 | 20 | MM | 84039090
8738651396 | Multi-Spray 400ml SP | Multi-Spray 400ml SP | Multi-Spray 400ml SP | Multi-Spray 400ml SP | 27 | 42.05 | 4062321384395 | 0.353 | 0.349 | KG | 0.815 | CDM | 187 | 66 | 66 | MM | 84039090
8738651411 | Synth.resin paint spray RAL7016 400ml SP | Synth.resin paint spray RAL7016 400ml SP | Kunstharz-Lackspray RAL7016 400ml SP | Synth.resin paint spray RAL7016 400ml SP | 30 | 59.86 | 4062321470289 | 0.437 | 0.433 | KG | 0.869 | CDM | 63 | 69 | 200 | MM | 84039090
8738651413 | Steel wire hose 1 1/2" DN40 PN10 SP | Steel wire hose 1 1/2" DN40 PN10 SP | Stahldrahtschlauch 1 1/2" DN40 PN10 SP | Steel wire hose 1 1/2" DN40 PN10 SP | 44 | 222.48 | 4062321470296 | 1.536 | 1.53 | KG | 2.5 | CDM | 1000 | 50 | 50 | MM | 84039090
8738651415 | Steel wire hose 2" DN50 PN10 (2M) SP | Steel wire hose 2" DN50 PN10 (2M) SP | Stahldrahtschlauch 2" DN50 PN10 (2M) SP | Steel wire hose 2" DN50 PN10 (2M) SP | 54 | 493.52 | 4062321470302 | 3.75 | 3.744 | KG | 4.356 | CDM | 1000 | 66 | 66 | MM | 84039090
8738651419 | Clamping shells fitting DN50 SP | Clamping shells fitting DN50 SP | Spannschalen-Armatur DN50 SP | Clamping shells fitting DN50 SP | 40 | 145.62 | 4062321470319 | 0.724 | 0.72 | KG | 0.669 | CDM | 102 | 79 | 83 | MM | 84039090
8738651427 | Axial compensator DN65 PN6 ss SP | Axial compensator DN65 PN6 ss SP | Axial-Kompensator DN65 PN6 VA SP | Axial compensator DN65 PN6 ss SP | 47 | 291.25 | 4062321384470 | 0.91 | 0.826 | KG | 1.741 | CDM | 260 | 95 | 95 | MM | 84039090
8738651433 | Axial compensator DN25 PN5 R1"DVGW ss SP | Axial compensator DN25 PN5 R1"DVGW ss SP | Axial-Komp. DN25 PN5 R1" DVGW VA SP | Axial compensator DN25 PN5 R1"DVGW ss SP | 42 | 182.04 | 4062321470340 | 0.737 | 0.647 | KG | 4.5 | CDM | 200 | 150 | 150 | MM | 84039090
8738651437 | Axial comp. DN15 PN5 R1/2" DVGW ss SP | Axial comp. DN15 PN5 R1/2" DVGW ss SP | Axial-Komp. DN15 PN5 R1/2" DVGW VA SP | Axial comp. DN15 PN5 R1/2" DVGW ss SP | 41 | 160.45 | 4062321470364 | 0.513 | 0.413 | KG | 0.305 | CDM | 154 | 44 | 45 | MM | 84039090
8738651441 | Tuboflex-corrugated hose DN40 l=470mm SP | Tuboflex-corrugated hose DN40 l=470mm SP | Tuboflex-Wellschlauch DN40 L=470mm SP | Tuboflex-corrugated hose DN40 l=470mm SP | 45 | 244.05 | 4062321384517 | 1.567 | 1.001 | KG | 1.435 | CDM | 80 | 80 | 490 | MM | 84039090
8738651443 | Tuboflex-corrugated hose DN50 l=630mm SP | Tuboflex-corrugated hose DN50 l=630mm SP | Tuboflex-Wellschlauch DN50 L=630mm SP | Tuboflex-corrugated hose DN50 l=630mm SP | 53 | 453.07 | 4062321540579 | 1.92 | 1.56 | KG | 8 | CDM | 800 | 100 | 100 | MM | 84039090
8738651444 | Tuboflex-corrugated hose DN40 l=440mm SP | Tuboflex-corrugated hose DN40 l=440mm SP | Tuboflex-Wellschlauch DN40 L=440mm SP | Tuboflex-corrugated hose DN40 l=440mm SP | 44 | 222.48 | 4062321384531 | 1.576 | 0.91 | KG | 1.528 | CDM | 480 | 88 | 88 | MM | 84039090
8738651447 | Tuboflex-corrugated hose DN80 l=760mm SP | Tuboflex-corrugated hose DN80 l=760mm SP | Tuboflex-Wellschlauch DN80 L=760mm SP | Tuboflex-corrugated hose DN80 l=760mm SP | 58 | 680.95 | 4062321540586 | 4.2 | 3.4 | KG | 7.6 | CDM | 210 | 830 | 210 | MM | 84039090
8738651448 | Tuboflex-corrugated hose DN25 l=680mm SP | Tuboflex-corrugated hose DN25 l=680mm SP | Tuboflex-Wellschlauch DN25 L=680mm SP | Tuboflex-corrugated hose DN25 l=680mm SP | 46 | 266.98 | 4062321470371 | 1.545 | 0.603 | KG | 65.575 | CDM | 430 | 610 | 250 | MM | 84039090
8738651449 | Tuboflex-corrugated hose DN25 l=500mm SP | Tuboflex-corrugated hose DN25 l=500mm SP | Tuboflex-Wellschlauch DN25 L=500mm SP | Tuboflex-corrugated hose DN25 l=500mm SP | 43 | 202.26 | 4062321470388 | 1.993 | 1.051 | KG | 65.575 | CDM | 430 | 610 | 250 | MM | 84039090
8738651456 | Oil hose 836-8-RL (2M) SP | Oil hose 836-8-RL (2M) SP | Steckschlauch 836-8-RL (2M) SP | Oil hose 836-8-RL (2M) SP | 38 | 122.17 | 4062321470401 | 0.3 | 0.24 | KG | 0.361 | CDM | 310 | 230 | 60 | MM | 84039090
8738651457 | Oil hose 836-6-RL (1,5M) SP | Oil hose 836-6-RL (1,5M) SP | Steckschlauch 836-6-RL (1,5M) SP | Oil hose 836-6-RL (1,5M) SP | 37 | 112.45 | 4062321384555 | 0.582 | 0.302 | KG | 0.196 | CDM | 340 | 340 | 40 | MM | 84039090
8738651459 | Oil hose 836-10-RL (1,5M) SP | Oil hose 836-10-RL (1,5M) SP | Steckschlauch 836-10-RL (1,5M) SP | Oil hose 836-10-RL (1,5M) SP | 36 | 102.88 | 4062321384579 | 0.751 | 0.471 | KG | 0.4 | CDM | 455 | 240 | 45 | MM | 84039090
8738651463 | Coolant hose DN 12x1100mm SP | Coolant hose DN 12x1100mm SP | Wasserschlauch NW12x1100mm SP | Coolant hose DN 12x1100mm SP | 36 | 102.88 | 4062321384593 | 0.403 | 0.397 | KG | 0.532 | CDM | 265 | 240 | 35 | MM | 84039090
8738651464 | Coolant hose DN 22x1400mm SP | Coolant hose DN 22x1400mm SP | Wasserschlauch NW22x1400mm SP | Coolant hose DN 22x1400mm SP | 41 | 160.45 | 4062321470418 | 0.727 | 0.617 | KG | 1.814 | CDM | 310 | 280 | 45 | MM | 84039090
8738651465 | Hose 1 TE DN25 (1M) SP | Hose 1 TE DN25 (1M) SP | Schlauch 1 TE DN25 (1M) SP | Hose 1 TE DN25 (1M) SP | - | - | 4062321384609 | 0.557 | 0.473 | KG | 4.144 | CDM | 370 | 320 | 35 | MM | 84039090 | Phased out
8738651473 | Coolant hose DN 8x270mm SP | Coolant hose DN 8x270mm SP | Wasserschlauch NW8x270mm SP | Coolant hose DN 8x270mm SP | 33 | 80.64 | 4062321470449 | 0.121 | 0.115 | KG | 0.055 | CDM | 130 | 110 | 20 | MM | 84039090
8738651484 | Water hose Arroflex 1/2" (5M) SP | Water hose Arroflex 1/2" (5M) SP | Wasserschlauch Arroflex 1/2" (5M) SP | Water hose Arroflex 1/2" (5M) SP | 35 | 95.06 | 4062321470456 | 0.965 | 0.685 | KG | 0.225 | CDM | 1000 | 15 | 15 | MM | 84039090
8738651487 | Steam hose 10x5,5mm SP | Steam hose 10x5,5mm SP | Dampfschlauch 10x5,5mm SP | Steam hose 10x5,5mm SP | 29 | 53.54 | 4062321384654 | 0.39 | 0.384 | KG | 0.4 | CDM | 1000 | 20 | 20 | MM | 84039090
8738651488 | Radiator hose 22x3,5mm (2M) SP | Radiator hose 22x3,5mm (2M) SP | Kühlerschlauch 22x3,5mm (2M) SP | Radiator hose 22x3,5mm (2M) SP | 38 | 122.17 | 4062321470463 | 0.766 | 0.76 | KG | 0.784 | CDM | 340 | 340 | 40 | MM | 84039090
8738651491 | Turbocharger hose ID38xOD43,5mm(0,5M) SP | Turbocharger hose ID38xOD43,5mm(0,5M) SP | Turboladerschlauch ID38xAD43,5mm(0,5M)SP | Turbocharger hose ID38xOD43,5mm(0,5M) SP | 43 | 202.26 | 4062321470470 | 0.268 | 0.262 | KG | 2.025 | CDM | 1000 | 45 | 45 | MM | 84039090
8738651509 | Fabric hose ID9xOD15mm PVC (2M) SP | Fabric hose ID9xOD15mm PVC (2M) SP | Gewebeschlauch ID9xAD15mm PVC (2M) SP | Fabric hose ID9xOD15mm PVC (2M) SP | 32 | 73.62 | 4062321470494 | 0.282 | 0.276 | KG | 0.225 | CDM | 1000 | 15 | 15 | MM | 84039090
8738651513 | Air inlet hose 203 mm SP | Air inlet hose 203 mm SP | Flexafit NP2M 203mm SP | Air inlet hose 203 mm SP | 47 | 291.25 | 4062321384685 | 1.285 | 1.092 | KG | 115.29 | CDM | 1200 | 305 | 315 | MM | 84039090
8738651514 | Air inlet hose 70 mm SP | Air inlet hose 70 mm SP | Flexafit NG2M 70mm SP | Air inlet hose 70 mm SP | 41 | 160.45 | 4062321384692 | 0.534 | 0.453 | KG | 5.625 | CDM | 1000 | 105 | 105 | MM | 84039090
8738651515 | Air inlet hose NP2M 52 mm SP | Air inlet hose NP2M 52 mm SP | Flexafit NP2M 52mm SP | Air inlet hose NP2M 52 mm SP | 40 | 145.62 | 4062321384708 | 0.212 | 0.206 | KG | 2.704 | CDM | 310 | 220 | 180 | MM | 84039090
8738651520 | Shrink tube 4,8-2,4 SP | Shrink tube 4,8-2,4 SP | Schrumpfschlauch 4,8-2,4 SP | Shrink tube 4,8-2,4 SP | 21 | 22.92 | 4062321384715 | 0.01 | 0.006 | KG | 0.036 | CDM | 150 | 150 | 15 | MM | 84039090
8738651521 | Shrink tube 3,2-1,6 SP | Shrink tube 3,2-1,6 SP | Schrumpfschlauch 3,2-1,6 SP | Shrink tube 3,2-1,6 SP | 31 | 66.74 | 4062321384722 | 0.008 | 0.004 | KG | 0.016 | CDM | 1000 | 4 | 4 | MM | 84039090
8738651531 | Spiral hose 4mm SP | Spiral hose 4mm SP | Spiralschlauch 4mm SP | Spiral hose 4mm SP | 30 | 59.86 | 4062321470548 | 0.038 | 0.034 | KG | 0.036 | CDM | 1000 | 6 | 6 | MM | 84039090
8738651534 | Shrink tube 34-7 SP | Shrink tube 34-7 SP | Schrumpfschlauch 34-7 SP | Shrink tube 34-7 SP | 32 | 73.62 | 4062321470562 | 0.107 | 0.103 | KG | 1.204 | CDM | 110 | 110 | 600 | MM | 84039090
8738651539 | Pipe clip DIN 3567-A 42mm galv. SP | Pipe clip DIN 3567-A 42mm galv. SP | Schelle DIN 3567-A 42mm VZ SP | Pipe clip DIN 3567-A 42mm galv. SP | 21 | 22.92 | 4062321540593 | 0.279 | 0.275 | KG | 0.173 | CDM | 112 | 50 | 30 | MM | 84039090
8738651542 | Pipe clip screw-type 82-90mm SP | Pipe clip screw-type 82-90mm SP | Schraubrohrschelle 82-90mm SP | Pipe clip screw-type 82-90mm SP | 34 | 87.65 | 4062321470586 | 0.286 | 0.28 | KG | 0.366 | CDM | 120 | 150 | 30 | MM | 84039090
8738651543 | Pipe clip screw-type 114-119mm SP | Pipe clip screw-type 114-119mm SP | Schraubrohrschelle 114-119mm SP | Pipe clip screw-type 114-119mm SP | 32 | 73.62 | 4062321470593 | 0.051 | 0.045 | KG | 0.876 | CDM | 150 | 180 | 35 | MM | 84039090
8738651566 | Pipe clamp with rubber 21-23mm SP | Pipe clamp with rubber 21-23mm SP | Sauerrohrschelle 21-23mm SP | Pipe clamp with rubber 21-23mm SP | 21 | 22.92 | 4062321384746 | 0.071 | 0.067 | KG | 0.064 | CDM | 60 | 50 | 25 | MM | 73269098
8738651569 | Pipe clamp with rubber 40-43mm SP | Pipe clamp with rubber 40-43mm SP | Sauerrohrschelle 40-43mm SP | Pipe clamp with rubber 40-43mm SP | 31 | 66.74 | 4062321470616 | 0.09 | 0.086 | KG | 0.127 | CDM | 90 | 70 | 25 | MM | 84039090
8738651576 | Hose clamp 10-16mm SP | Hose clamp 10-16mm SP | Schlauchschelle 10-16mm SP | Hose clamp 10-16mm SP | 22 | 24.96 | 4062321384777 | 0.015 | 0.011 | KG | 0.009 | CDM | 30 | 30 | 10 | MM | 73269098
8738651590 | Hightech-Paste ASW450 SP | Hightech-Paste ASW450 SP | Hightech Paste ASW450 SP | Hightech-Paste ASW450 SP | 38 | 122.17 | 4062321470654 | 0.516 | 0.45 | KG | 0.975 | CDM | 100 | 100 | 110 | MM | 84039090
8738651595 | Armaflex tape self-adhesive SP | Armaflex tape self-adhesive SP | Armaflex Band selbstklebend SP | Armaflex tape self-adhesive SP | 41 | 160.45 | 4062321470661 | 0.902 | 0.282 | KG | 36.75 | CDM | 250 | 250 | 50 | MM | 70196990
8738651596 | Mineral woll shell Protect 1000S SP | Mineral woll shell Protect 1000S SP | Mineralwolle Schale Protect 1000S SP | Mineral woll shell Protect 1000S SP | 28 | 47.73 | 4062321384821 | 2.667 | 1.167 | KG | 16.12 | CDM | 1000 | 130 | 124 | MM | 84039090
8738651601 | Cellular rubber strips 30x5mm SP | Cellular rubber strips 30x5mm SP | Zellkautschuk-Streifen 30x5mm SP | Cellular rubber strips 30x5mm SP | 41 | 160.45 | 4062321540616 | 0.104 | 0.098 | KG | 90 | CDM | 185 | 185 | 30 | MM | 84039090
8738651603 | Washer ISO 7089 5,3mm galv. (4x) SP | Washer ISO 7089 5,3mm galv. (4x) SP | Scheibe ISO 7089 5,3mm VZ (4x) SP | Washer ISO 7089 5,3mm galv. (4x) SP | 12 | 6.06 | 4062321384838 | 0.006 | 0.002 | KG | 0.001 | CDM | 10 | 10 | 5 | MM | 73182200
8738651604 | Washer ISO 7089 6,4mm galv. (4x) SP | Washer ISO 7089 6,4mm galv. (4x) SP | Scheibe ISO 7089 6,4mm VZ (4x) SP | Washer ISO 7089 6,4mm galv. (4x) SP | 12 | 6.06 | 4062321384845 | 0.008 | 0.004 | KG | 0.001 | CDM | 12 | 12 | 5 | MM | 73182200
8738651615 | Washer ISO 7089 13,0mm V2A (10x) SP | Washer ISO 7089 13,0mm V2A (10x) SP | Scheibe ISO 7089 13,0mm V2A (10x) SP | Washer ISO 7089 13,0mm V2A (10x) SP | 21 | 22.92 | 4062321384883 | 0.058 | 0.054 | KG | 0.023 | CDM | 90 | 25 | 10 | MM | 73182200
8738651618 | Spring washer form B 6,1 galv. (10x) SP | Spring washer form B 6,1 galv. (10x) SP | Federring Form B 6,1 VZ (10x) SP | Spring washer form B 6,1 galv. (10x) SP | 31 | 66.74 | 4062321470678 | 0.014 | 0.01 | KG | 0.363 | CCM | 20 | 70 | 5 | MM | 84039090
8738651620 | Spring washer form B 10,2 VZ (10x) SP | Spring washer form B 10,2 VZ (10x) SP | Federring Form B 10,2 VZ (10x) SP | Spring washer form B 10,2 VZ (10x) SP | 30 | 59.86 | 4062321470692 | 0.034 | 0.03 | KG | 0.002 | CDM | 50 | 70 | 5 | MM | 84039090
8738651629 | Washer DIN 440 9mm VZ (10x) SP | Washer DIN 440 9mm VZ (10x) SP | Scheibe DIN 440 9mm VZ (10x) SP | Washer DIN 440 9mm VZ (10x) SP | 21 | 22.92 | 4062321540623 | 0.114 | 0.11 | KG | 0.002 | CDM | 45 | 80 | 15 | MM | 84039090
8738651632 | Washer DIN 440 17,5mm galv. (4x) SP | Washer DIN 440 17,5mm galv. (4x) SP | Scheibe DIN 440 17,5mm VZ (4x) SP | Washer DIN 440 17,5mm galv. (4x) SP | 21 | 22.92 | 4062321384913 | 0.077 | 0.073 | KG | 0.012 | CDM | 110 | 60 | 15 | MM | 73182200
8738651641 | Allen key M16x60mm DIN912 galv. (4x) SP | Allen key M16x60mm DIN912 galv. (4x) SP | Inbus-Schr. M16x60mm DIN912 VZ (4x) SP | Allen key M16x60mm DIN912 galv. (4x) SP | 15 | 10.93 | 4062321470708 | 0.143 | 0.139 | KG | 0.041 | CDM | 100 | 60 | 60 | MM | 82041100
8738651642 | Cylinder screw ISO 4762 M6x20 galv. SP | Cylinder screw ISO 4762 M6x20 galv. SP | Zylinderschraube ISO 4762 M6x20 VZ SP | Cylinder screw ISO 4762 M6x20 galv. SP | 30 | 59.86 | 4062321470715 | 0.01 | 0.006 | KG | 0.002 | CDM | 25 | 9 | 9 | MM | 84039090
8738651644 | Cylinder screw ISO 4762 M8x30 galv. SP | Cylinder screw ISO 4762 M8x30 galv. SP | Zylinderschraube ISO 4762 M8x30 VZ SP | Cylinder screw ISO 4762 M8x30 galv. SP | 30 | 59.86 | 4062321470722 | 0.02 | 0.016 | KG | 0.006 | CDM | 40 | 15 | 15 | MM | 84039090
8738651648 | Cylinder screw ISO 4762 M10x40 galv. SP | Cylinder screw ISO 4762 M10x40 galv. SP | Zylinderschraube ISO 4762 M10x40 VZ SP | Cylinder screw ISO 4762 M10x40 galv. SP | 20 | 20.5 | 4062321384920 | 0.035 | 0.032 | KG | 0.011 | CDM | 15 | 15 | 50 | MM | 84039090
8738651653 | Threaded pin M6x10mm DIN914 blank(2x) SP | Threaded pin M6x10mm DIN914 blank(2x) SP | Gewindestift M6x10mm DIN914 blank(2x) SP | Threaded pin M6x10mm DIN914 blank(2x) SP | 30 | 59.86 | 4062321470746 | 0.006 | 0.002 | KG | 0.001 | CDM | 20 | 5 | 5 | MM | 84039090
8738651655 | Threaded pin ISO4027 M8x30 galv.(10x) SP | Threaded pin ISO4027 M8x30 galv.(10x) SP | Gewindestift ISO 4027 M8x30 VZ (10x) SP | Threaded pin ISO4027 M8x30 galv.(10x) SP | 30 | 59.86 | 4062321470753 | 0.042 | 0.038 | KG | 0.002 | CDM | 30 | 8 | 8 | MM | 84039090
8738651665 | Screw hex. head ISO 4014 M20x70 galv. SP | Screw hex. head ISO 4014 M20x70 galv. SP | Sechskantschraube ISO 4014 M20x70 VZ SP | Screw hex. head ISO 4014 M20x70 galv. SP | 23 | 27.22 | 4062321384951 | 0.219 | 0.215 | KG | 0.074 | CDM | 82 | 32 | 32 | MM | 84039090
8738651674 | Screw hex. head ISO 4017 M5x16 galv. SP | Screw hex. head ISO 4017 M5x16 galv. SP | Sechskantschraube ISO 4017 M5x16 VZ SP | Screw hex. head ISO 4017 M5x16 galv. SP | 30 | 59.86 | 4062321470777 | 0.013 | 0.009 | KG | 0.002 | CDM | 20 | 9 | 9 | MM | 73181582
8738651682 | Screw hex. head ISO 4017 M6x30 galv. SP | Screw hex. head ISO 4017 M6x30 galv. SP | Sechskantschraube ISO 4017 M6x30 VZ SP | Screw hex. head ISO 4017 M6x30 galv. SP | 20 | 20.5 | 4062321384975 | 0.012 | 0.008 | KG | 0.005 | CDM | 34 | 12 | 12 | MM | 73181582
8738651687 | Screw hex. head ISO 4017 M8x16 (10x) SP | Screw hex. head ISO 4017 M8x16 (10x) SP | Sechskantschr. ISO 4017 M8x16VZ (10x) SP | Screw hex. head ISO 4017 M8x16 (10x) SP | 21 | 22.92 | 4062321384982 | 0.114 | 0.11 | KG | 0.005 | CDM | 70 | 40 | 15 | MM | 73181582
8738651697 | Screw hex. head ISO 4017 M8x60 (10x) SP | Screw hex. head ISO 4017 M8x60 (10x) SP | Sechskantschr. ISO 4017 M8x60 VZ(10x) SP | Screw hex. head ISO 4017 M8x60 (10x) SP | 30 | 59.86 | 4062321470845 | 0.244 | 0.24 | KG | 0.015 | CDM | 66 | 15 | 15 | MM | 73181582
8738651740 | Screw hex. head ISO 4017 M16x65 (4x) SP | Screw hex. head ISO 4017 M16x65 (4x) SP | Sechskantschr. ISO 4017 M16x65VZ (4x) SP | Screw hex. head ISO 4017 M16x65 (4x) SP | 25 | 32.89 | 4062321385071 | 0.491 | 0.466 | KG | 0.162 | CDM | 90 | 45 | 40 | MM | 73181582
8738651745 | Screw hex. head ISO 4017 M8x20 V2A SP | Screw hex. head ISO 4017 M8x20 V2A SP | Sechskantschraube ISO 4017 M8x20 V2A SP | Screw hex. head ISO 4017 M8x20 V2A SP | 30 | 59.86 | 4062321470906 | 0.016 | 0.012 | KG | 0.003 | CDM | 25 | 10 | 10 | MM | 73181582
8738651766 | Hexagon nut ISO 4032 M6 galv. (4x) SP | Hexagon nut ISO 4032 M6 galv. (4x) SP | Mutter ISO 4032 M6 VZ (4x) SP | Hexagon nut ISO 4032 M6 galv. (4x) SP | 13 | 7.69 | 4062321385101 | 0.013 | 0.009 | KG | 0.001 | CDM | 40 | 10 | 5 | MM | 73181692
8738651774 | Hexagon nut ISO 10511 M6 galv. (10x) SP | Hexagon nut ISO 10511 M6 galv. (10x) SP | Mutter ISO 10511 M6 VZ 10x SP | Hexagon nut ISO 10511 M6 galv. (10x) SP | 20 | 20.5 | 4062321385156 | 0.026 | 0.022 | KG | 0.001 | CDM | 40 | 30 | 6 | MM | 73181692
8738651787 | Threaded rod DIN 976-1-A M8 galv. SP | Threaded rod DIN 976-1-A M8 galv. SP | Gewindestange DIN 976-1-A M8 VZ SP | Threaded rod DIN 976-1-A M8 galv. SP | 21 | 22.92 | 4062321540791 | 0.325 | 0.319 | KG | 0.064 | CDM | 1010 | 105 | 120 | MM | 84039090
8738651802 | Screw M12x90mm DIN2510/L 1.7709 SP | Screw M12x90mm DIN2510/L 1.7709 SP | Schraube M12x90mm DIN2510/L 1.7709 SP | Screw M12x90mm DIN2510/L 1.7709 SP | 17 | 14.44 | 4062321470982 | 0.152 | 0.148 | KG | 0.014 | CDM | 100 | 100 | 15 | MM | 84039090
8738651805 | Screw DIN 2510 L M20x70 SP | Screw DIN 2510 L M20x70 SP | Schraube DIN 2510 L M20x70 SP | Screw DIN 2510 L M20x70 SP | 20 | 20.5 | 4062321385187 | 0.151 | 0.147 | KG | 0.031 | CDM | 77 | 20 | 20 | MM | 84039090
8738651810 | Hexagon nut DIN 2510 NF M10 (4x) SP | Hexagon nut DIN 2510 NF M10 (4x) SP | Mutter DIN 2510 NF M10 (4x) SP | Hexagon nut DIN 2510 NF M10 (4x) SP | 21 | 22.92 | 4062321385194 | 0.071 | 0.067 | KG | 0.024 | CDM | 80 | 30 | 10 | MM | 73181692
8738651814 | Screw DIN 2510 L M16x100 SP | Screw DIN 2510 L M16x100 SP | Schraube DIN 2510 L M16x100 SP | Screw DIN 2510 L M16x100 SP | 16 | 12.66 | 4062321470999 | 0.174 | 0.17 | KG | 0.027 | CDM | 100 | 100 | 15 | MM | 84039090
8738651817 | Screw DIN 2510 L M20x120 SP | Screw DIN 2510 L M20x120 SP | Schraube DIN 2510 L M20x120 SP | Screw DIN 2510 L M20x120 SP | 19 | 18.48 | 4062321471019 | 0.324 | 0.32 | KG | 0.041 | CDM | 150 | 150 | 20 | MM | 84039090
8738651822 | Screw DIN 2510 L M10x60 (4x) SP | Screw DIN 2510 L M10x60 (4x) SP | Schraube DIN 2510 L M10x60 (4x) SP | Screw DIN 2510 L M10x60 (4x) SP | 29 | 53.54 | 4062321385200 | 0.103 | 0.097 | KG | 0.072 | CDM | 80 | 30 | 30 | MM | 84039090
8738651842 | Induktive sensor (initiator) IFS204 SP | Induktive sensor (initiator) IFS204 SP | Induktiver Sensor (Initiator) IFS204 SP | Induktive sensor (initiator) IFS204 SP | 36 | 102.88 | 4062321471033 | 0.029 | 0.025 | KG | 0.013 | CDM | 45 | 17 | 17 | MM | 84039090
8738651843 | Hose PUN 8x1,25mm blue (100M) SP | Hose PUN 8x1,25mm blue (100M) SP | Schlauch PUN 8x1,25mm blau (100M) SP | Hose PUN 8x1,25mm blue (100M) SP | 46 | 266.98 | 4062321471040 | 0.027 | 0.024 | KG | 0.064 | CDM | 285 | 385 | 330 | MM | 84039090
8738651844 | Hose PUN 10x1,25mm blue (20m) SP | Hose PUN 10x1,25mm blue (20m) SP | Schlauch PUN 10x1,25mm blau (20m) SP | Hose PUN 10x1,25mm blue (20m) SP | 27 | 42.05 | 4062321385217 | 1.275 | 1.083 | KG | 32 | CDM | 420 | 310 | 130 | MM | 84039090
8738651849 | Sub-D hood 9-pole metal SP | Sub-D hood 9-pole metal SP | Sub-D-Haube 9-pol.Metall SP | Sub-D hood 9-pole metal SP | 30 | 59.86 | 4062321471057 | 0.034 | 0.032 | KG | 0.02 | CDM | 35 | 45 | 15 | MM | 84039090
8738651850 | Min. D-9pole socket SP | Min. D-9pole socket SP | Min.-D-9-pol.Buchse SP | Min. D-9pole socket SP | 31 | 66.74 | 4062321471064 | 0.053 | 0.003 | KG | 0.005 | CDM | 60 | 90 | 15 | MM | 84039090
8738651851 | Min.-D-9-pin male connector SP | Min.-D-9-pin male connector SP | Min.-D-9-pol. Stiftl. SP | Min.-D-9-pin male connector SP | 19 | 18.48 | 4062321471071 | 0.007 | 0.004 | KG | 0.006 | CDM | 60 | 90 | 15 | MM | 84039090
8738651853 | Linocur load disconnect. switch 3-pol SP | Linocur load disconnect. switch 3-pol SP | Lasttrennschalter Linocur 63A 3-pol. SP | Linocur load disconnect. switch 3-pol SP | 39 | 132.96 | 4062321540807 | 0.458 | 0.435 | KG | 0.608 | CDM | 95 | 80 | 80 | MM | 84039090
8738651854 | Cotter pin (2x) SP | Cotter pin (2x) SP | Federstecker (2x) SP | Cotter pin (2x) SP | 31 | 66.74 | 4062321471088 | 0.011 | 0.007 | KG | 0.002 | CDM | 61 | 2 | 13 | MM | 73182400
8738651858 | IPS ISU for Anti-knock control SP | IPS ISU for Anti-knock control SP | Zündimpulssensor ISU f.Antiklopfregl. SP | IPS ISU for Anti-knock control SP | 49 | 335.74 | 4062321471095 | 0.128 | 0.125 | KG | 0.158 | CDM | 170 | 120 | 50 | MM | 84039090
8738651863 | Terminal 750-504 SP | Terminal 750-504 SP | Klemme 750-504 SP | Terminal 750-504 SP | 40 | 145.62 | 4062321471101 | 0.062 | 0.048 | KG | 0.108 | CDM | 100 | 72 | 15 | MM | 84039090
8738651870 | Filter FL220 G4 1040x1040mm SP | Filter FL220 G4 1040x1040mm SP | Filterzuschnitt FL220 G4 1040x1040mm SP | Filter FL220 G4 1040x1040mm SP | 22 | 24.96 | 4062321385224 | 0.236 | 0.23 | KG | 25 | CDM | 410 | 410 | 200 | MM | 84039090
8738651872 | Z-Line filter G4 1370x545x48mm SP | Z-Line filter G4 1370x545x48mm SP | Z-Line-Filter G4 1370x545x48mm SP | Z-Line filter G4 1370x545x48mm SP | 41 | 160.45 | 4062321471118 | 2.5 | 1 | KG | 35.839 | CDM | 550 | 50 | 1360 | MM | 84213925
8738651873 | Z-Line filter G4 1370x670x48mm SP | Z-Line filter G4 1370x670x48mm SP | Z-Line-Filter G4 670x1370x48mm Z-Line SP | Z-Line filter G4 1370x670x48mm SP | 41 | 160.45 | 4062321385231 | 3.45 | 1.95 | KG | 44.059 | CDM | 48 | 67 | 137 | MM | 84039090
8738651875 | Foil stickers oil level with scale SP | Foil stickers oil level with scale SP | Folienaufkleber Ölstand mit Skala SP | Foil stickers oil level with scale SP | 32 | 73.62 | 4062321471125 | 0.02 | 0.016 | KG | 0.06 | CDM | 1000 | 60 | 1 | MM | 84039090
8738651880 | Z-Line filter G4 608x608x96mm SP | Z-Line filter G4 608x608x96mm SP | Z-Line-Filter G4 608x608x96mm SP | Z-Line filter G4 608x608x96mm SP | 42 | 182.04 | 4062321385248 | 2.22 | 0.9 | KG | 35.488 | CDM | 608 | 608 | 96 | MM | 84039090
8738651881 | Z-Line filter G4 657x607x96mm SP | Z-Line filter G4 657x607x96mm SP | Z-Line-Filter G4 657x607x96mm SP | Z-Line filter G4 657x607x96mm SP | 41 | 160.45 | 4062321385255 | 1.305 | 1.109 | KG | 38.285 | CDM | 657 | 607 | 96 | MM | 84039090
8738651905 | Starter MAN 0824/0826 replacement SP | Starter MAN 0824/0826 replacement SP | Anlasser MAN 0824/0826 AT SP | Starter MAN 0824/0826 replacement SP | 64 | 977.58 | 4062321471170 | 9.04 | 8.42 | KG | 36.75 | CDM | 350 | 350 | 300 | MM | 84039090
8738651906 | O-ring 138,00x2,5mm (6x) SP | O-ring 138,00x2,5mm (6x) SP | O-Ring 138,00x2,5mm (6x) SP | O-ring 138,00x2,5mm (6x) SP | 31 | 66.74 | 4062321471187 | 0.038 | 0.024 | KG | 0.113 | CDM | 150 | 150 | 5 | MM | 84039090
8738651907 | Turbocharger MAN 2876 water cooled SP | Turbocharger MAN 2876 water cooled SP | Turbolader MAN 2876 wassergek. AT SP | Turbocharger MAN 2876 water cooled SP | 99 | 4746.35 | 4062321471194 | 19.72 | 19.1 | KG | 36.75 | CDM | 350 | 350 | 300 | MM | 84039090
8738651911 | Starter TCG2016V12 AT MWM SP | Starter TCG2016V12 AT MWM SP | Anlasser TCG2016V12 AT MWM SP | Starter TCG2016V12 AT MWM SP | 78 | 1874.26 | 4062321471200 | 16.866 | 16.3 | KG | 35.939 | CDM | 485 | 285 | 260 | MM | 84039090
8738651912 | Starter TCG2016V16 AT MWM SP | Starter TCG2016V16 AT MWM SP | Anlasser TCG2016V16 AT MWM SP | Starter TCG2016V16 AT MWM SP | 88 | 2899.06 | 4062321471217 | 28.666 | 28.1 | KG | 35.939 | CDM | 485 | 285 | 260 | MM | 84039090
8738651916 | Oil filter LF3346 SP | Oil filter LF3346 SP | Ölfilter LF3346 SP | Oil filter LF3346 SP | 31 | 66.74 | 4062321385293 | 1.089 | 1.014 | KG | 2.783 | CDM | 230 | 110 | 110 | MM | 84212980
8738651926 | Servomotor SM230A SP | Servomotor SM230A SP | Stellmotor SM230A SP | Servomotor SM230A SP | 46 | 266.98 | 4062321471248 | 1.145 | 1.025 | KG | 9.136 | CDM | 130 | 270 | 75 | MM | 84039090
8738651930 | Turned part pulse disc SP | Turned part pulse disc SP | Drehteil Impulsscheibe SP | Turned part pulse disc SP | 21 | 22.92 | 4062321540845 | 0.008 | 0.004 | KG | 0.011 | CDM | 25 | 25 | 18 | MM | 84039090
8738651944 | Thermal mat HT75 ø88,9mm 300mm SP | Thermal mat HT75 ø88,9mm 300mm SP | Thermomatte HT75 ø88,9mm 300mm SP | Thermal mat HT75 ø88,9mm 300mm SP | 34 | 87.65 | 4062321471262 | 1.668 | 0.726 | KG | 65.575 | CDM | 430 | 610 | 250 | MM | 70196290
8738651945 | Thermal mat HT75 ø114,3mm 100mm SP | Thermal mat HT75 ø114,3mm 100mm SP | Thermomatte HT75 ø114,3mm 100mm SP | Thermal mat HT75 ø114,3mm 100mm SP | 35 | 95.06 | 4062321471279 | 2.078 | 0.768 | KG | 129.348 | CDM | 310 | 300 | 160 | MM | 70196290
8738651946 | Thermal mat HT75 ø114,3mm 300mm SP | Thermal mat HT75 ø114,3mm 300mm SP | Thermomatte HT75 ø114,3mm 300mm SP | Thermal mat HT75 ø114,3mm 300mm SP | 35 | 95.06 | 4062321471286 | 3.26 | 1.95 | KG | 129.348 | CDM | 651 | 461 | 431 | MM | 70196290
8738651947 | Thermal mat HT75 ø114,3mm 500mm SP | Thermal mat HT75 ø114,3mm 500mm SP | Thermomatte HT75 ø114,3mm 500mm SP | Thermal mat HT75 ø114,3mm 500mm SP | 41 | 160.45 | 4062321471293 | 4.35 | 2.85 | KG | 16.38 | CDM | 540 | 300 | 160 | MM | 70196290
8738651948 | Exhaust silencer 23AGG 1330/50-EN20 SP | Exhaust silencer 23AGG 1330/50-EN20 SP | Abgasschalldämpfer 23AGG 1330/50-EN20 SP | Exhaust silencer 23AGG 1330/50-EN20 SP | 85 | 2561.95 | 4062321385316 | 14.2 | 12 | KG | 69.338 | CDM | 150 | 215 | 215 | MM | 84039090
8738651954 | O-ring gas filter 32522 SP | O-ring gas filter 32522 SP | O-Ring Gasfilter 32522 SP | O-ring gas filter 32522 SP | 25 | 32.89 | 4062321471316 | 0.004 | 0.002 | KG | 0.023 | CDM | 107 | 107 | 2 | MM | 84039090
8738651956 | Cable socket, straight V1-G-5M-PVC SP | Cable socket, straight V1-G-5M-PVC SP | Kabeldose gerade V1-G-5M-PVC SP | Cable socket, straight V1-G-5M-PVC SP | 30 | 59.86 | 4062321385330 | 0.194 | 0.186 | KG | 0.777 | CDM | 210 | 185 | 20 | MM | 85444210
8738651958 | Safety shut-off valve 1/2" 3bar SP | Safety shut-off valve 1/2" 3bar SP | Sicherheitsventil 1/2" 3bar SP | Safety shut-off valve 1/2" 3bar SP | 26 | 36.29 | 4062321471323 | 0.162 | 0.155 | KG | 0.173 | CDM | 90 | 90 | 40 | MM | 84814090
8738651959 | Safety shut-off valve 1/2" 4bar 851H4 SP | Safety shut-off valve 1/2" 4bar 851H4 SP | Sicherheitsventil 1/2" 4bar 851H4 SP | Safety shut-off valve 1/2" 4bar 851H4 SP | 47 | 291.25 | 4062321471330 | 0.48 | 0.468 | KG | 0.289 | CDM | 107 | 60 | 45 | MM | 84814090
8738651962 | Safety shut-off valve 3/4" 6bar 851H4 SP | Safety shut-off valve 3/4" 6bar 851H4 SP | Sicherheitsventil 3/4" 6bar 851H4 SP | Safety shut-off valve 3/4" 6bar 851H4 SP | 56 | 585.2 | 4062321385347 | 1.145 | 1.109 | KG | 0.772 | CDM | 180 | 78 | 55 | MM | 84814090
8738651968 | Expansion material thermostat 62-71°C SP | Expansion material thermostat 62-71°C SP | Dehnstoff-Thermostat 62-71°C SP | Expansion material thermostat 62-71°C SP | 50 | 357.33 | 4062321471347 | 0.541 | 0.496 | KG | 0.741 | CDM | 175 | 85 | 85 | MM | 84039090
8738651969 | Valve KFE-spigot 1/2" SP | Valve KFE-spigot 1/2" SP | KFE Zweikörper-Kugelhahn 1/2" SP | Valve KFE-spigot 1/2" SP | 23 | 27.22 | 4062321385354 | 0.225 | 0.213 | KG | 0.29 | CDM | 90 | 80 | 35 | MM | 84818081
8738651974 | Pressure regulator DN25 GIK25 200mbar SP | Pressure regulator DN25 GIK25 200mbar SP | Gleichdruckregler DN25 GIK25 200mbar SP | Pressure regulator DN25 GIK25 200mbar SP | 52 | 416.66 | 4062321471361 | 1.31 | 1.22 | KG | 4.5 | CDM | 200 | 150 | 150 | MM | 84818099
8738651975 | Pressure regulator DN40 GIK40 200mbar SP | Pressure regulator DN40 GIK40 200mbar SP | Gleichdruckregler DN40 GIK40 200mbar SP | Pressure regulator DN40 GIK40 200mbar SP | 56 | 585.2 | 4062321471378 | 2.284 | 2.1 | KG | 16.065 | CDM | 195 | 200 | 170 | MM | 84818099
8738651979 | Optoelectronic probe oilfield OM5 SP | Optoelectronic probe oilfield OM5 SP | Optoelektronische Sonde Ölmelder OM5 SP | Optoelectronic probe oilfield OM5 SP | 56 | 585.2 | 4062321471385 | 0.296 | 0.255 | KG | 1.099 | CDM | 130 | 130 | 65 | MM | 84039090
8738651981 | Thrust actuator AriPremio 5kN SP | Thrust actuator AriPremio 5kN SP | Schubantrieb AriPremio 5kN SP | Thrust actuator AriPremio 5kN SP | 82 | 2265.32 | 4062321471392 | 5.531 | 4.77 | KG | 63.65 | CDM | 565 | 225 | 245 | MM | 84039090
8738651999 | Gasket 220x270x2mm Sigraflex flue gas SP | Gasket 220x270x2mm Sigraflex flue gas SP | Dichtung 220x270x2mmSigraflex "Abgas" SP | Gasket 220x270x2mm Sigraflex flue gas SP | 37 | 112.45 | 4062321471408 | 0.093 | 0.077 | KG | 0.219 | CDM | 270 | 270 | 3 | MM | 68151900
8738652000 | Gasket 325x378x2mm Sigraflex flue gas SP | Gasket 325x378x2mm Sigraflex flue gas SP | Dichtung 325x378x2mmSigraflex "Abgas" SP | Gasket 325x378x2mm Sigraflex flue gas SP | 41 | 160.45 | 4062321471415 | 0.99 | 0.43 | KG | 27.2 | CDM | 557 | 460 | 7 | MM | 68151900
8738652001 | Gasket 220x262x2mm Sigraflex flue gas SP | Gasket 220x262x2mm Sigraflex flue gas SP | Dichtung 220x262x2mmSigraflex "Abgas" SP | Gasket 220x262x2mm Sigraflex flue gas SP | 37 | 112.45 | 4062321471422 | 0.083 | 0.067 | KG | 0.137 | CDM | 262 | 262 | 2 | MM | 68151900
8738652002 | Gasket 368x438x2mm Sigraflex flue gas SP | Gasket 368x438x2mm Sigraflex flue gas SP | Dichtung 368x438x2mmSigraflex "Abgas" SP | Gasket 368x438x2mm Sigraflex flue gas SP | 43 | 202.26 | 4062321471439 | 1.491 | 0.181 | KG | 129.348 | CDM | 550 | 10 | 450 | MM | 68151900
8738652003 | Gasket 274x318x2mm Sigraflex flue gas SP | Gasket 274x318x2mm Sigraflex flue gas SP | Dichtung 274x318x2mmSigraflex "Abgas" SP | Gasket 274x318x2mm Sigraflex flue gas SP | 40 | 145.62 | 4062321385392 | 1.496 | 0.086 | KG | 0.202 | CDM | 318 | 318 | 2 | MM | 68151900
8738652004 | Gasket 274x318x2mm Sigraflex "water" SP | Gasket 274x318x2mm Sigraflex "water" SP | Dichtung 274x318x2mm Sigraflex Wasser SP | Gasket 274x318x2mm Sigraflex "water" SP | 31 | 66.74 | 4062321385408 | 0.072 | 0.068 | KG | 0.202 | CDM | 318 | 318 | 2 | MM | 68151900
8738652011 | Speed pickup M16x1,5x38mm SP | Speed pickup M16x1,5x38mm SP | Impulsaufnehmer M16x1,5x38mm SP | Speed pickup M16x1,5x38mm SP | 54 | 493.52 | 4062321385415 | 0.085 | 0.08 | KG | 0.093 | CDM | 30 | 70 | 30 | MM | 84039090
8738652012 | Cable pickup L4 3000mm SP | Cable pickup L4 3000mm SP | Kabel Impulsaufnehmer L4 3000mm SP | Cable pickup L4 3000mm SP | 44 | 222.48 | 4062321385422 | 0.214 | 0.208 | KG | 1.44 | CDM | 200 | 180 | 40 | MM | 84039090
8738652014 | Control lever 2040 long SP | Control lever 2040 long SP | Regulierhebel 2040 lang SP | Control lever 2040 long SP | 46 | 266.98 | 4062321471453 | 0.042 | 0.039 | KG | 0.045 | CDM | 30 | 120 | 13 | MM | 84039090
8738652021 | Smart sensor BG pluggable SP | Smart sensor BG pluggable SP | Smart Sensor BG steckbar SP | Smart sensor BG pluggable SP | 55 | 538.01 | 4062321385446 | 0.025 | 0.023 | KG | 0.04 | CDM | 10 | 15 | 50 | MM | 84039090
8738652027 | Proximity switch NBB 1,5-8GM40-E3-V1 SP | Proximity switch NBB 1,5-8GM40-E3-V1 SP | Näherungsinitiator NBB1,5-8GM40-E3-V1 SP | Proximity switch NBB 1,5-8GM40-E3-V1 SP | 43 | 202.26 | 4062321471484 | 0.02 | 0.012 | KG | 0.009 | CDM | 65 | 12 | 12 | MM | 84039090
8738652028 | Room thermostat AT-R-2 SP | Room thermostat AT-R-2 SP | Raum-Thermostat AT-R-2 SP | Room thermostat AT-R-2 SP | 44 | 222.48 | 4062321385460 | 0.281 | 0.227 | KG | 0.534 | CDM | 135 | 90 | 75 | MM | 90321020
8738652031 | Sensor pocket G1/2"x100mm ss SP | Sensor pocket G1/2"x100mm ss SP | Tauchhülse G1/2"x100mm VA SP | Sensor pocket G1/2"x100mm ss SP | 32 | 73.62 | 4062321471491 | 0.098 | 0.094 | KG | 0.069 | CDM | 111 | 25 | 25 | MM | 90259000
8738652043 | Cable temperature sensor PT100 8000mm SP | Cable temperature sensor PT100 8000mm SP | Kabeltemperaturfühler PT100 8000mm SP | Cable temperature sensor PT100 8000mm SP | 31 | 66.74 | 4062321385484 | 0.26 | 0.247 | KG | 1.063 | CDM | 250 | 170 | 25 | MM | 90251900
8738652051 | Measuring hose M8x1x70mm SP | Measuring hose M8x1x70mm SP | Messanschluss M8x1x70mm SP | Measuring hose M8x1x70mm SP | 21 | 22.92 | 4062321385491 | 0.115 | 0.109 | KG | 0.108 | CDM | 90 | 60 | 20 | MM | 84039090
8738652054 | Axial comp. loose fl. DN65 PN6 ss SP | Axial comp. loose fl. DN65 PN6 ss SP | Axial-Komp. Losflansch DN65 PN6 VA SP | Axial comp. loose fl. DN65 PN6 ss SP | 50 | 357.33 | 4062321385514 | 6.027 | 5.843 | KG | 5.887 | CDM | 172 | 185 | 185 | MM | 84039090
8738652058 | Screw-in part EN 10226 DN16 1/2" SP | Screw-in part EN 10226 DN16 1/2" SP | Einschraubteil EN 10226 DN16 1/2" SP | Screw-in part EN 10226 DN16 1/2" SP | 31 | 66.74 | 4062321471545 | 0.06 | 0.058 | KG | 0.031 | CDM | 25 | 35 | 35 | MM | 84039090
8738652059 | Gasket 17x30x2mm C4400 SP | Gasket 17x30x2mm C4400 SP | Dichtung 17x30x2mm C4400 SP | Gasket 17x30x2mm C4400 SP | 30 | 59.86 | 4062321471552 | 0.005 | 0.001 | KG | 0.002 | CDM | 30 | 30 | 2 | MM | 68159100
8738652064 | Screw DIN 2510 L M24x125 galv. SP | Screw DIN 2510 L M24x125 galv. SP | Schraube DIN 2510 L M24x125 VZ SP | Screw DIN 2510 L M24x125 galv. SP | 22 | 24.96 | 4062321471583 | 0.564 | 0.56 | KG | 5.999 | CDM | 131 | 214 | 214 | MM | 84039090
8738652066 | Option A-MCA 101-Profibus DP-V SP | Option A-MCA 101-Profibus DP-V SP | Option A-MCA 101-Profibus DP-V SP | Option A-MCA 101-Profibus DP-V SP | 50 | 357.33 | 4062321471590 | 0.725 | 0.31 | KG | 3.952 | CDM | 380 | 130 | 80 | MM | 84039090
8738652068 | Neutralisation Geno Neutralit HZ 10kg SP | Neutralisation Geno Neutralit HZ 10kg SP | Neutralisation Geno Neutralit HZ 10kg SP | Neutralisation Geno Neutralit HZ 10kg SP | 41 | 160.45 | 4062321385552 | 10.5 | 8.925 | KG | 18.923 | CDM | 225 | 290 | 290 | MM | 84039090
8738652069 | Wall mount.brack.f.expan.vessel D8-25 SP | Wall mount.brack.f.expan.vessel D8-25 SP | Wandhalter. f. Ausdehnungsgefäß D8-25 SP | Wall mount.brack.f.expan.vessel D8-25 SP | 22 | 24.96 | 4062321540968 | 0.25 | 0.2 | KG | 0.578 | CDM | 152 | 152 | 25 | MM | 84039090
8738652072 | Pocket filter G4 6 - 592x592x360mm SP | Pocket filter G4 6 - 592x592x360mm SP | Taschenfilt.G4 6 - 592x592x360mm SP | Pocket filter G4 6 - 592x592x360mm SP | 37 | 112.45 | 4062321385569 | 2.704 | 1.384 | KG | 126.167 | CDM | 592 | 592 | 360 | MM | 84219990
8738652073 | Pocket filter G4 3 - 287x592x360mm SP | Pocket filter G4 3 - 287x592x360mm SP | Taschenfilt.G4 3 - 287x592x360mm SP | Pocket filter G4 3 - 287x592x360mm SP | 32 | 73.62 | 4062321385576 | 1.18 | 1.003 | KG | 45 | CDM | 600 | 300 | 25 | MM | 84219990
8738652078 | Exhaust gas insulation EN20 part 10 SP | Exhaust gas insulation EN20 part 10 SP | Abgasisolierung EN20 Teil 10 SP | Exhaust gas insulation EN20 part 10 SP | - | - | 4062321385583 | 2.61 | 1.3 | KG | 5.963 | CDM | 285 | 485 | 250 | MM | 70196290 | Phased out | 8734020044
8738652080 | Exhaust gas insulation EN20 part 4 SP | Exhaust gas insulation EN20 part 4 SP | Abgasisolierung EN20 Teil 4 SP | Exhaust gas insulation EN20 part 4 SP | - | - | 4062321471613 | 1.462 | 0.52 | KG | 65.575 | CDM | 305 | 305 | 110 | MM | 70196290 | Phased out | 8738662970
8738652082 | Exhaust gas insulation EN20 part 6 SP | Exhaust gas insulation EN20 part 6 SP | Abgasisolierung EN20 Teil 6 SP | Exhaust gas insulation EN20 part 6 SP | - | - | 4062321471637 | 2.25 | 1.308 | KG | 65.575 | CDM | 430 | 610 | 250 | MM | 70196290 | Phased out
8738652083 | Exhaust gas insulation EN20 part 7 SP | Exhaust gas insulation EN20 part 7 SP | Abgasisolierung EN20 Teil 7 SP | Exhaust gas insulation EN20 part 7 SP | - | - | 4062321385590 | 1.467 | 0.525 | KG | 2.25 | CDM | 250 | 250 | 220 | MM | 70196290 | Phased out | 8738662970
8738652084 | Exhaust gas insulation EN20 part 8 SP | Exhaust gas insulation EN20 part 8 SP | Abgasisolierung EN20 Teil 8 SP | Exhaust gas insulation EN20 part 8 SP | - | - | 4062321385606 | 0.881 | 0.748 | KG | 10.698 | CDM | 305 | 305 | 115 | MM | 70196290 | Phased out | 8734020044
8738652085 | Exhaust gas insulation EN20 part 9 SP | Exhaust gas insulation EN20 part 9 SP | Abgasisolierung EN20 Teil 9 SP | Exhaust gas insulation EN20 part 9 SP | - | - | 4062321385613 | 1.742 | 0.8 | KG | 3.445 | CDM | 530 | 260 | 25 | MM | 70196290 | Phased out | 8734020044
8738652086 | Exhaust gas insulation EN50 part 10 SP | Exhaust gas insulation EN50 part 10 SP | Abgasisolierung EN50 Teil 10 SP | Exhaust gas insulation EN50 part 10 SP | - | - | 4062321385620 | 3.845 | 3.268 | KG | 35.625 | CDM | 500 | 285 | 250 | MM | 70196290 | Phased out
8738652087 | Exhaust gas insulation EN50 part 11 SP | Exhaust gas insulation EN50 part 11 SP | Abgasisolierung EN50 Teil 11 SP | Exhaust gas insulation EN50 part 11 SP | - | - | 4062321385637 | 0.962 | 0.817 | KG | 15.683 | CDM | 255 | 300 | 205 | MM | 70196290 | Phased out
8738652089 | Exhaust gas insulation EN50 part 6 SP | Exhaust gas insulation EN50 part 6 SP | Abgasisolierung EN50 Teil 6 SP | Exhaust gas insulation EN50 part 6 SP | - | - | 4062321385644 | 3.085 | 2.622 | KG | 35.625 | CDM | 500 | 285 | 250 | MM | 70196290 | Phased out
8738652090 | Exhaust gas insulation EN50 part 7 SP | Exhaust gas insulation EN50 part 7 SP | Abgasisolierung EN50 Teil 7 SP | Exhaust gas insulation EN50 part 7 SP | - | - | 4062321385651 | 0.675 | 0.573 | KG | 15.683 | CDM | 255 | 300 | 205 | MM | 70196290 | Phased out
8738652091 | Exhaust gas insulation EN50 part 9 SP | Exhaust gas insulation EN50 part 9 SP | Abgasisolierung EN50 Teil 9 SP | Exhaust gas insulation EN50 part 9 SP | - | - | 4062321385668 | 0.621 | 0.521 | KG | 9.906 | CDM | 305 | 203 | 160 | MM | 70196290 | Phased out
8738652099 | Plain conduit MAN 0836 SP | Plain conduit MAN 0836 SP | Steckrohr MAN 0836 SP | Plain conduit MAN 0836 SP | 44 | 222.48 | 4062321471651 | 0.063 | 0.057 | KG | 0.077 | CDM | 58 | 58 | 23 | MM | 73043983
8738652100 | Insulating mat MAN 0836 SP | Insulating mat MAN 0836 SP | Isoliermatte MAN 0836 SP | Insulating mat MAN 0836 SP | 59 | 728.13 | 4062321471668 | 0.301 | 0.295 | KG | 3.319 | CDM | 241 | 170 | 81 | MM | 70196290
8738652102 | Plain conduit MAN 2866 SP | Plain conduit MAN 2866 SP | Steckrohr MAN 2866 SP | Plain conduit MAN 2866 SP | 33 | 80.64 | 4062321471675 | 0.485 | 0.385 | KG | 0.479 | CDM | 95 | 95 | 105 | MM | 73043983
8738652106 | Component adaptor 32A 55mm SV9340.460 SP | Component adaptor 32A 55mm SV9340.460 SP | Geräteadapter 32A 55mm SV9340.460 SP | Component adaptor 32A 55mm SV9340.460 SP | 31 | 66.74 | 4062321471699 | 0.413 | 0.293 | KG | 0.772 | CDM | 209 | 56 | 66 | MM | 85369010
8738652108 | Resistance thermometer 2xPT100 100mm SP | Resistance thermometer 2xPT100 100mm SP | Widerstandstherm. 2xPT100 100mm SP | Resistance thermometer 2xPT100 100mm SP | 58 | 680.95 | 4062321385675 | 0.427 | 0.372 | KG | 1.68 | CDM | 300 | 80 | 80 | MM | 90251900
8738652110 | Compression fitting RED 15/10LCF SP | Compression fitting RED 15/10LCF SP | Verschraubung RED 15/10LCF SP | Compression fitting RED 15/10LCF SP | 26 | 36.29 | 4062321540999 | 0.114 | 0.11 | KG | 0.034 | CDM | 50 | 30 | 30 | MM | 84039090
8738652114 | Oil control ring MAN 0834 SP | Oil control ring MAN 0834 SP | Kolben Dachfasenring MAN 08xx unten SP | Oil control ring MAN 0834 SP | 33 | 80.64 | 4062321471705 | 0.045 | 0.024 | KG | 0.038 | CDM | 113 | 113 | 3 | MM | 84039090
8738652115 | Rectangular ring 0834 E302 SP | Rectangular ring 0834 E302 SP | Rechteckring 0834 E302 SP | Rectangular ring 0834 E302 SP | 36 | 102.88 | 4062321471712 | 0.043 | 0.04 | KG | 0.026 | CDM | 2 | 113 | 113 | MM | 84039090
8738652116 | Seal intercooler MAN 2842 SP | Seal intercooler MAN 2842 SP | Dichtung Ladeluftkühler MAN 2842 SP | Seal intercooler MAN 2842 SP | 37 | 112.45 | 4062321412036 | 1.006 | 0.064 | KG | 0.082 | CDM | 600 | 3 | 400 | MM | 84039090
8738652118 | Auxiliary switch ASC10.51 SP | Auxiliary switch ASC10.51 SP | Hilfsschalter ASC10.51 SP | Auxiliary switch ASC10.51 SP | 37 | 112.45 | 4062321471729 | 0.031 | 0.014 | KG | 0.032 | CDM | 150 | 105 | 30 | MM | 84039090
8738652119 | Actuator SAX 31.03 230V SP | Actuator SAX 31.03 230V SP | Stellantrieb SAX 31.03 230V SP | Actuator SAX 31.03 230V SP | 55 | 538.01 | 4062321471736 | 1.949 | 1.829 | KG | 9.136 | CDM | 260 | 155 | 130 | MM | 85011093
8738652134 | Oil for vacuum pump P3 (1L) SP | Oil for vacuum pump P3 (1L) SP | Vakuumpumpenöl P3 (1L) SP | Oil for vacuum pump P3 (1L) SP | 35 | 95.06 | 4062321471804 | 0.943 | 0.851 | KG | 1.35 | CDM | 241 | 80 | 70 | MM | 84039090
8738652136 | Thermostat TRS60, 0-60°C SP | Thermostat TRS60, 0-60°C SP | Thermostat TRS60, 0-60°C SP | Thermostat TRS60, 0-60°C SP | 31 | 66.74 | 4062321471811 | 0.181 | 0.081 | KG | 0.109 | CDM | 85 | 55 | 43 | MM | 90321020
8738652137 | Socket 16A 250V ST-TS 35 SP | Socket 16A 250V ST-TS 35 SP | Steckdose 16A 250V ST-TS 35 SP | Socket 16A 250V ST-TS 35 SP | 25 | 32.89 | 4062321471828 | 0.114 | 0.11 | KG | 0.181 | CDM | 44 | 76 | 54 | MM | 84039090
8738652142 | Exhaust gas insulation EN400 SP | Exhaust gas insulation EN400 SP | Abgasisolierung EN400 SP | Exhaust gas insulation EN400 SP | 83 | 2359.7 | 4062321541002 | 80 | 67 | KG | 576 | CDM | 1200 | 800 | 1050 | MM | 70196290
8738652157 | Exhaust gas insulation EN50 part 1 SP | Exhaust gas insulation EN50 part 1 SP | Abgasisolierung EN50 Teil 1 SP | Exhaust gas insulation EN50 part 1 SP | - | - | 4062321471866 | 1.561 | 0.8 | KG | 63.65 | CDM | 305 | 305 | 110 | MM | 70196290 | Phased out
8738652158 | Exhaust gas insulation EN50 part 3 SP | Exhaust gas insulation EN50 part 3 SP | Abgasisolierung EN50 Teil 3 SP | Exhaust gas insulation EN50 part 3 SP | - | - | 4062321385736 | 0.808 | 0.686 | KG | 6.468 | CDM | 280 | 210 | 110 | MM | 70196290 | Phased out
8738652161 | Exhaust gas insulation EN50 part 8 SP | Exhaust gas insulation EN50 part 8 SP | Abgasisolierung EN50 Teil 8 SP | Exhaust gas insulation EN50 part 8 SP | - | - | 4062321385743 | 0.884 | 0.751 | KG | 9.6 | CDM | 300 | 200 | 160 | MM | 70196290 | Phased out
8738652170 | Axial compensator DN20 PN5 R3/4" SP | Axial compensator DN20 PN5 R3/4" SP | Axial-Komp. DN20 PN5 R3/4" SP | Axial compensator DN20 PN5 R3/4" SP | 44 | 222.48 | 4062321471897 | 0.76 | 0.66 | KG | 0.311 | CDM | 135 | 48 | 48 | MM | 84039090
8738652173 | Profile clamp 77x20x1 SP | Profile clamp 77x20x1 SP | Profilschelle 77x20x1 SP | Profile clamp 77x20x1 SP | 36 | 102.88 | 4062321385767 | 0.125 | 0.118 | KG | 0.21 | CDM | 100 | 100 | 21 | MM | 73269098
8738652174 | Holder battery NST int SP | Holder battery NST int SP | Halter BATT 2x60 Ah NST int SP | Holder battery NST int SP | - | - | 4062321541026 | 5.26 | 4.7 | KG | 27.2 | CDM | 490 | 295 | 200 | MM | 84039090 | Phased out
8738652190 | Gasket condensate drain FT14 SP | Gasket condensate drain FT14 SP | Deckeldichtung Kondensatableiter FT14 SP | Gasket condensate drain FT14 SP | 38 | 122.17 | 4062321385781 | 0.009 | 0.008 | KG | 0.029 | CDM | 120 | 120 | 2 | MM | 84039090
8738652191 | Cable spider MAN E0834E SP | Cable spider MAN E0834E SP | Kabelspinne MAN E0834E SP | Cable spider MAN E0834E SP | 47 | 291.25 | 4062321471927 | 0.226 | 0.218 | KG | 2.916 | CDM | 270 | 240 | 45 | MM | 84039090
8738652197 | Control lever 2040 short SP | Control lever 2040 short SP | Regulierhebel 2040 kurz SP | Control lever 2040 short SP | 42 | 182.04 | 4062321385798 | 0.032 | 0.03 | KG | 0.105 | CDM | 90 | 90 | 13 | MM | 84039090
8738652203 | Threaded piece DIN976-1 M16X220 galv. SP | Threaded piece DIN976-1 M16X220 galv. SP | Gewindestück DIN 976-1 M16X220 VZ SP | Threaded piece DIN976-1 M16X220 galv. SP | 31 | 66.74 | 4062321471934 | 0.286 | 0.28 | KG | 0.056 | CDM | 220 | 16 | 16 | MM | 84039090
8738652208 | Control unit KG 2-08-F 5333Hz SP | Control unit KG 2-08-F 5333Hz SP | Kontrollgerät KG 2-08-F 5333Hz SP | Control unit KG 2-08-F 5333Hz SP | 99 | 4746.35 | 4062321385811 | 1.46 | 1.241 | KG | 9.9 | CDM | 300 | 300 | 110 | MM | 84039090
8738652220 | Non-return valve for ProVent 200 SP | Non-return valve for ProVent 200 SP | Rückschlagventil f. ProVent 200 SP | Non-return valve for ProVent 200 SP | 29 | 53.54 | 4062321385842 | 0.11 | 0.01 | KG | 0.022 | CDM | 100 | 70 | 20 | MM | 84813099
8738652226 | Gas filter element DN65/80 SP | Gas filter element DN65/80 SP | Gasfiltereinsatz DN65/80 SP | Gas filter element DN65/80 SP | 37 | 112.45 | 4062321471958 | 0.154 | 0.064 | KG | 4.5 | CDM | 200 | 150 | 150 | MM | 84219990
8738652235 | Terminalmarkersheet UCT-TMF 5 SP | Terminalmarkersheet UCT-TMF 5 SP | Klemmenmarkermatte UCT-TMF 5 SP | Terminalmarkersheet UCT-TMF 5 SP | 14 | 9.38 | 4062321385873 | 0.013 | 0.009 | KG | 0.027 | CDM | 150 | 200 | 5 | MM | 39269097
8738652236 | Safety valve 3/4" 6bar 8115 SP | Safety valve 3/4" 6bar 8115 SP | Sicherheitsventil 3/4" 6bar 8115 SP | Safety valve 3/4" 6bar 8115 SP | 34 | 87.65 | 4062321471972 | 0.224 | 0.22 | KG | 0.151 | CDM | 35 | 50 | 86 | MM | 84814090
8738652237 | Plug coolant reservoir level switch SP | Plug coolant reservoir level switch SP | Stecker Kühlmittelfüllstandsschalter SP | Plug coolant reservoir level switch SP | 30 | 59.86 | 4062321471989 | 0.024 | 0.02 | KG | 0.02 | CDM | 50 | 20 | 20 | MM | 84039090
8738652241 | Filter element for gas filter DN65 SP | Filter element for gas filter DN65 SP | Filtereinsatz f. Gasfilter DN65 SP | Filter element for gas filter DN65 SP | 42 | 182.04 | 4062321385897 | 0.07 | 0.062 | KG | 0.59 | CDM | 200 | 110 | 100 | MM | 84039090
8738652242 | O-ring gas filter DN65 SP | O-ring gas filter DN65 SP | O-Ring Gasfilter DN65 SP | O-ring gas filter DN65 SP | 31 | 66.74 | 4062321385903 | 0.007 | 0.006 | KG | 0.129 | CDM | 165 | 130 | 6 | MM | 40169300
8738652244 | Turbocharger MAN E2842 LE322 SP | Turbocharger MAN E2842 LE322 SP | Turbolader MAN E2842 LE322 SP | Turbocharger MAN E2842 LE322 SP | 98 | 4530.62 | 4062321385927 | 18.021 | 15.317 | KG | 35.012 | CDM | 390 | 315 | 285 | MM | 84039090
8738652245 | Contact shield SV3418020 SP | Contact shield SV3418020 SP | Berührungsschutzabdeckung SV3418020 SP | Contact shield SV3418020 SP | 30 | 59.86 | 4062321472009 | 0.032 | 0.022 | KG | 0.099 | CDM | 16 | 27 | 230 | MM | 84039090
8738652246 | BUS-mounted fuse element SV 3418010 SP | BUS-mounted fuse element SV 3418010 SP | Reitersicherungselement SV3418010 SP | BUS-mounted fuse element SV 3418010 SP | 38 | 122.17 | 4062321472016 | 0.262 | 0.212 | KG | 0.265 | CDM | 47 | 27 | 209 | MM | 85369095
8738652247 | Compression fitting GE 15LR1/2" KEGCF SP | Compression fitting GE 15LR1/2" KEGCF SP | Verschraubung GE 15LR1/2" KEGCF SP | Compression fitting GE 15LR1/2" KEGCF SP | 25 | 32.89 | 4062321472023 | 0.504 | 0.5 | KG | 0.04 | CDM | 22 | 22 | 43 | MM | 84039090
8738652256 | Flange Rp 1/2" for GB-LE 055 SP | Flange Rp 1/2" for GB-LE 055 SP | Flansch Rp 1/2" für GB-LE 055 SP | Flange Rp 1/2" for GB-LE 055 SP | 34 | 87.65 | 4062321541033 | 0.124 | 0.12 | KG | 0.02 | CDM | 100 | 70 | 22 | MM | 84039090
8738652260 | Saf. valve 25.911DN20/32PN40/16 23bar SP | Saf. valve 25.911DN20/32PN40/16 23bar SP | Sich-Vent 25.911DN20/32 PN40/16 23bar SP | Saf. valve 25.911DN20/32PN40/16 23bar SP | 77 | 1766.39 | 4062321472061 | 10.56 | 10 | KG | 27.2 | CDM | 425 | 180 | 205 | MM | 84814090
8738652263 | Wiring harness MIC520 MAN E2848LE322 SP | Wiring harness MIC520 MAN E2848LE322 SP | Kabelbaum MIC520 MAN E2848LE322 SP | Wiring harness MIC520 MAN E2848LE322 SP | 55 | 538.01 | 4062321472078 | 1.761 | 1 | KG | 63.65 | CDM | 500 | 380 | 335 | MM | 84039090
8738652272 | Compression fitting GE 15L3/8"NPTCF SP | Compression fitting GE 15L3/8"NPTCF SP | Verschraubung GE 15L3/8"NPTCF SP | Compression fitting GE 15L3/8"NPTCF SP | 29 | 53.54 | 4062321472115 | 0.057 | 0.053 | KG | 0.04 | CDM | 50 | 70 | 30 | MM | 84039090
8738652274 | Alarm annunciator GEWAS 200 24VDC SP | Alarm annunciator GEWAS 200 24VDC SP | Alarmschutzgerät GEWAS 200 24VDC SP | Alarm annunciator GEWAS 200 24VDC SP | 48 | 314.16 | 4062321472122 | 0.26 | 0.16 | KG | 0.278 | CDM | 100 | 70 | 59 | MM | 84039090
8738652275 | Water sensor GWF-1/5m SP | Water sensor GWF-1/5m SP | Wasserfühler GWF-1/5m mit losen Enden SP | Water sensor GWF-1/5m SP | 34 | 87.65 | 4062321472139 | 0.055 | 0.05 | KG | 0.009 | CDM | 110 | 95 | 30 | MM | 90261029
8738652276 | Sensor pocket R1/2"x100mm brass SP | Sensor pocket R1/2"x100mm brass SP | Tauchhülse R1/2"x100mm MS SP | Sensor pocket R1/2"x100mm brass SP | 28 | 47.73 | 4062321472146 | 0.104 | 0.1 | KG | 0.075 | CDM | 120 | 25 | 25 | MM | 84039090
8738652283 | Input term. KL3444 4-channel analog SP | Input term. KL3444 4-channel analog SP | Eingangsklemme KL3444 4-Kanal analog SP | Input term. KL3444 4-channel analog SP | 52 | 416.66 | 4062321472153 | 0.079 | 0.075 | KG | 0.082 | CDM | 102 | 74 | 15 | MM | 84039090
8738652284 | Input term. KL1809 16-channel digit. SP | Input term. KL1809 16-channel digit. SP | Eingangsklemme KL1809 16Kanal digital SP | Input term. KL1809 16-channel digit. SP | 45 | 244.05 | 4062321385965 | 0.065 | 0.061 | KG | 0.118 | CDM | 75 | 105 | 15 | MM | 85176200
8738652293 | Valve core V SP | Valve core V SP | Federventileinsatz V SP | Valve core V SP | 31 | 66.74 | 4062321472177 | 0.008 | 0.004 | KG | 0.475 | CCM | 19 | 5 | 5 | MM | 84039090
8738652298 | Exhaust silencer 23AGG 940/40 SP | Exhaust silencer 23AGG 940/40 SP | Abgasschalldämpfer 23AGG 940/40 SP | Exhaust silencer 23AGG 940/40 SP | 65 | 1024.8 | 4062321386009 | 13.046 | 11.86 | KG | 59.694 | CDM | 940 | 252 | 252 | MM | 84039090
8738652308 | Grooved gasket B9A DN25 PN40 SP | Grooved gasket B9A DN25 PN40 SP | Kammprofildichtung B9A DN25 PN40 SP | Grooved gasket B9A DN25 PN40 SP | 23 | 27.22 | 4062321472184 | 0.068 | 0.054 | KG | 0.025 | CDM | 71 | 71 | 5 | MM | 84039090
8738652309 | Grooved gasket B9A DN32 PN40 SP | Grooved gasket B9A DN32 PN40 SP | Kammprofildichtung B9A DN32 PN40 SP | Grooved gasket B9A DN32 PN40 SP | 25 | 32.89 | 4062321386016 | 0.087 | 0.073 | KG | 0.034 | CDM | 82 | 82 | 5 | MM | 84039090
8738652310 | Grooved gasket B9A DN40 PN40 SP | Grooved gasket B9A DN40 PN40 SP | Kammprofildichtung B9A DN40 PN40 SP | Grooved gasket B9A DN40 PN40 SP | 26 | 36.29 | 4062321386023 | 0.091 | 0.086 | KG | 0.072 | CDM | 120 | 120 | 5 | MM | 84039090
8738652311 | Grooved gasket B9A DN50 PN40 SP | Grooved gasket B9A DN50 PN40 SP | Kammprofildichtung B9A DN50 PN40 SP | Grooved gasket B9A DN50 PN40 SP | 28 | 47.73 | 4062321386030 | 0.132 | 0.118 | KG | 0.057 | CDM | 107 | 107 | 5 | MM | 84039090
8738652312 | Grooved gasket B9A DN65 PN40 SP | Grooved gasket B9A DN65 PN40 SP | Kammprofildichtung B9A DN65 PN40 SP | Grooved gasket B9A DN65 PN40 SP | 31 | 66.74 | 4062321472191 | 0.183 | 0.169 | KG | 0.081 | CDM | 127 | 127 | 5 | MM | 84039090
8738652313 | Grooved gasket B9A DN80 PN40 SP | Grooved gasket B9A DN80 PN40 SP | Kammprofildichtung B9A DN80 PN40 SP | Grooved gasket B9A DN80 PN40 SP | 31 | 66.74 | 4062321386047 | 0.184 | 0.174 | KG | 0.101 | CDM | 142 | 142 | 5 | MM | 84039090
8738652315 | Grooved gasket B9A DN125 PN16 SP | Grooved gasket B9A DN125 PN16 SP | Kammprofildichtung B9A DN125 PN16 SP | Grooved gasket B9A DN125 PN16 SP | 32 | 73.62 | 4062321386054 | 0.248 | 0.235 | KG | 0.184 | CDM | 192 | 192 | 5 | MM | 84039090
8738652316 | Grooved gasket B9A DN150 PN16 SP | Grooved gasket B9A DN150 PN16 SP | Kammprofildichtung B9A DN150 PN16 SP | Grooved gasket B9A DN150 PN16 SP | 33 | 80.64 | 4062321472207 | 0.359 | 0.343 | KG | 0.235 | CDM | 217 | 217 | 5 | MM | 84039090
8738652317 | Grooved gasket B9A DN20 PN40 SP | Grooved gasket B9A DN20 PN40 SP | Kammprofildichtung B9A DN20 PN40 SP | Grooved gasket B9A DN20 PN40 SP | 22 | 24.96 | 4062321472214 | 0.066 | 0.052 | KG | 0.019 | CDM | 100 | 70 | 5 | MM | 84039090
8738652319 | Flange pressure switch GW50 A5AGG3 SP | Flange pressure switch GW50 A5AGG3 SP | FLANSCH DRUCKWÄCHTER GW50 A5AGG3 SP | Flange pressure switch GW50 A5AGG3 SP | 42 | 182.04 | 4062321472221 | 0.132 | 0.12 | KG | 0.063 | CDM | 90 | 60 | 23 | MM | 84039090
8738652322 | Screw exhaust manif. MAN2876/2842 (6x)SP | Screw exhaust manif. MAN2876/2842 (6x)SP | Schraube Abgaskrüm. MAN2876/2842 (6x) SP | Screw exhaust manif. MAN2876/2842 (6x)SP | 42 | 182.04 | 4062321386078 | 0.401 | 0.381 | KG | 0.046 | CDM | 115 | 80 | 20 | MM | 73181582 | Wijziging prijsgroep / Changer de groupe de prix !
8738652323 | Screw exhaust manifold MAN 2876/2842 SP | Screw exhaust manifold MAN 2876/2842 SP | Schraube Abgaskrümmer MAN 2876/2842 SP | Screw exhaust manifold MAN 2876/2842 SP | 28 | 47.73 | 4062321386085 | 0.046 | 0.043 | KG | 0.029 | CDM | 72 | 20 | 20 | MM | 73181595 | Wijziging prijsgroep / Changer de groupe de prix !
8738652331 | Anti-vibration mounts ISOTOP DSD7/KTL SP | Anti-vibration mounts ISOTOP DSD7/KTL SP | Schwingungsdämpfer ISOTOP DSD7/KTL SP | Anti-vibration mounts ISOTOP DSD7/KTL SP | 44 | 222.48 | 4062321472238 | 0.71 | 0.61 | KG | 0.461 | CDM | 96 | 70 | 70 | MM | 84039090
8738652333 | Solenoid valve VAS115R/NK DN15 1/2'' SP | Solenoid valve VAS115R/NK DN15 1/2'' SP | Magnetventil VAS115R/NK DN15 1/2'' SP | Solenoid valve VAS115R/NK DN15 1/2'' SP | 56 | 585.2 | 4062321472245 | 1.9 | 1.8 | KG | 1.406 | CDM | 220 | 105 | 120 | MM | 84818099
8738652336 | Screw ISO 4014 M16x70 galv. COI3.2 SP | Screw ISO 4014 M16x70 galv. COI3.2 SP | Schraube ISO 4014 M16x70 VZ APZ3.2 SP | Screw ISO 4014 M16x70 galv. COI3.2 SP | 39 | 132.96 | 4062321472269 | 0.143 | 0.139 | KG | 0.045 | CDM | 100 | 70 | 27 | MM | 84039090
8738652337 | Screw ISO 4014 M16x105 galv. COI3.2 SP | Screw ISO 4014 M16x105 galv. COI3.2 SP | Schraube ISO 4014 M16x105 VZ APZ3.2 SP | Screw ISO 4014 M16x105 galv. COI3.2 SP | 23 | 27.22 | 4062321472276 | 0.198 | 0.194 | KG | 0.068 | CDM | 105 | 24 | 27 | MM | 84039090
8738652338 | Screw ISO 4014 M16x115 galv. COI3.2 SP | Screw ISO 4014 M16x115 galv. COI3.2 SP | Schraube ISO 4014 M16x115 VZ APZ3.2 SP | Screw ISO 4014 M16x115 galv. COI3.2 SP | 30 | 59.86 | 4062321386092 | 0.208 | 0.197 | KG | 0.075 | CDM | 115 | 24 | 27 | MM | 84039090
8738652339 | Screw ISO 4014 M20x80 galv. COI3.2 SP | Screw ISO 4014 M20x80 galv. COI3.2 SP | Schraube ISO 4014 M20x80 VZ APZ3.2 SP | Screw ISO 4014 M20x80 galv. COI3.2 SP | 24 | 29.93 | 4062321472283 | 0.259 | 0.255 | KG | 0.082 | CDM | 80 | 30 | 34 | MM | 84039090
8738652340 | Hexagon nut ISO 4032 M12 galv. (10x) SP | Hexagon nut ISO 4032 M12 galv. (10x) SP | Mutter ISO 4032 M12 VZ APZ3.1 (10x) SP | Hexagon nut ISO 4032 M12 galv. (10x) SP | 31 | 66.74 | 4062321472290 | 0.154 | 0.15 | KG | 0.004 | CDM | 11 | 18 | 20 | MM | 73181692
8738652341 | Hexagon nut ISO 4032 M16 galv. (10x) SP | Hexagon nut ISO 4032 M16 galv. (10x) SP | Mutter ISO 4032 M16 VZ APZ3.1 (10x) SP | Hexagon nut ISO 4032 M16 galv. (10x) SP | 19 | 18.48 | 4062321472306 | 0.304 | 0.3 | KG | 0.01 | CDM | 100 | 70 | 25 | MM | 73181699
8738652342 | Hexagon nut ISO 4032 M20 galv. (10x) SP | Hexagon nut ISO 4032 M20 galv. (10x) SP | Mutter ISO 4032 M20 VZ APZ3.1 (10x) SP | Hexagon nut ISO 4032 M20 galv. (10x) SP | 30 | 59.86 | 4062321472313 | 0.554 | 0.55 | KG | 0.018 | CDM | 18 | 30 | 34 | MM | 73181699
8738652345 | Threaded piece DIN 976-1 M8X40 galv. SP | Threaded piece DIN 976-1 M8X40 galv. SP | Gewindestück DIN 976-1 M8X40 VZ SP | Threaded piece DIN 976-1 M8X40 galv. SP | 10 | 3.52 | 4062321386108 | 0.014 | 0.013 | KG | 0.032 | CDM | 60 | 90 | 6 | MM | 84039090
8738652353 | Plug nipple 3C482-18-10 45° SP | Plug nipple 3C482-18-10 45° SP | Stecknippel 3C482-18-10 45° SP | Plug nipple 3C482-18-10 45° SP | 34 | 87.65 | 4062321386115 | 0.163 | 0.154 | KG | 0.109 | CDM | 85 | 32 | 40 | MM | 84039090
8738652355 | PHE 49x92x3mm DN40 SP | PHE 49x92x3mm DN40 SP | PWT CB30-18H SP | PHE 49x92x3mm DN40 SP | 48 | 314.16 | 4062321386122 | 3.834 | 3.485 | KG | 22.736 | CDM | 290 | 490 | 160 | MM | 84195080
8738652358 | Dirt trap 1/2" fine screen 0,25mm ss SP | Dirt trap 1/2" fine screen 0,25mm ss SP | Schmutzfänger 1/2" Feinsieb 0,25mm VA SP | Dirt trap 1/2" fine screen 0,25mm ss SP | 37 | 112.45 | 4062321386146 | 0.217 | 0.206 | KG | 0.21 | CDM | 100 | 70 | 30 | MM | 84039090
8738652364 | Hose connector 1/4"x9mm OS ss SP | Hose connector 1/4"x9mm OS ss SP | Schlauchtülle 1/4"x9mm AG VA SP | Hose connector 1/4"x9mm OS ss SP | 16 | 12.66 | 4062321386153 | 0.016 | 0.015 | KG | 0.081 | CDM | 60 | 90 | 15 | MM | 84039090
8738652365 | Red.nipple 3/8"-1/4" ss SP | Red.nipple 3/8"-1/4" ss SP | Red.Nippel 3/8"-1/4" VA SP | Red.nipple 3/8"-1/4" ss SP | 14 | 9.38 | 4062321386160 | 0.024 | 0.02 | KG | 0.007 | CDM | 140 | 83 | 15 | MM | 73072910
8738652366 | Red.nipple 3/4"-1/4" ss SP | Red.nipple 3/4"-1/4" ss SP | Red.Nippel 3/4"-1/4" VA SP | Red.nipple 3/4"-1/4" ss SP | 23 | 27.22 | 4062321386177 | 0.074 | 0.07 | KG | 0.024 | CDM | 25 | 28 | 25 | MM | 73072910
8738652367 | Angle 3/8" IS/OS ss SP | Angle 3/8" IS/OS ss SP | Winkel 3/8" IG/AG VA SP | Angle 3/8" IS/OS ss SP | 16 | 12.66 | 4062321386184 | 0.084 | 0.08 | KG | 0.036 | CDM | 40 | 60 | 20 | MM | 84039090
8738652374 | Positioner EPS13 (SRI986) SP | Positioner EPS13 (SRI986) SP | Stellungsregler EPS13 (SRI986) SP | Positioner EPS13 (SRI986) SP | 78 | 1874.26 | 4062321386214 | 1.92 | 1.8 | KG | 2.42 | CDM | 300 | 205 | 160 | MM | 84039090
8738652387 | Power supply redundancy mod. DR-RDN20 SP | Power supply redundancy mod. DR-RDN20 SP | Redundanzmodul DR-RDN20, 20A SP | Power supply redundancy mod. DR-RDN20 SP | 38 | 122.17 | 4062321412074 | 0.45 | 0.35 | KG | 1.716 | CDM | 150 | 130 | 88 | MM | 84039090
8738652388 | PHE CB30-24H SP | PHE CB30-24H SP | PWT CB30-24H SP | PHE CB30-24H SP | 49 | 335.74 | 4062321412081 | 4.85 | 4.15 | KG | 16.013 | CDM | 305 | 250 | 210 | MM | 84039090
8738652399 | GMT-rail generator LSA 44.2 S7 SP | GMT-rail generator LSA 44.2 S7 SP | GMT-Schiene Generator LSA 44.2 S7 SP | GMT-rail generator LSA 44.2 S7 SP | - | - | 4062321386252 | 2.1 | 1.5 | KG | 0.64 | CDM | 100 | 80 | 80 | MM | 84039090 | Phased out
8738652400 | GMT-rail engine MAN E0834 E302 SP | GMT-rail engine MAN E0834 E302 SP | GMT-Schiene Motor MAN E0834 E302 SP | GMT-rail engine MAN E0834 E302 SP | - | - | 4062321386269 | 1.73 | 1.13 | KG | 0.384 | CDM | 80 | 80 | 60 | MM | 84039090 | Phased out
8738652422 | Emergency st. contr. device PNOZ s4.1 SP | Emergency st. contr. device PNOZ s4.1 SP | Not-Aus Schaltgerät PNOZ s4.1 24VDC SP | Emergency st. contr. device PNOZ s4.1 SP | 49 | 335.74 | 4062321472405 | 0.19 | 0.186 | KG | 0.253 | CDM | 120 | 22 | 96 | MM | 84039090
8738652426 | Filter cell G2 807x495x24mm SP | Filter cell G2 807x495x24mm SP | Filterzelle G2 807x495x24mm SP | Filter cell G2 807x495x24mm SP | 35 | 95.06 | 4062321386337 | 1.257 | 1.068 | KG | 18.506 | CDM | 875 | 705 | 30 | MM | 84039090
8738652427 | Gasket actuator mixture 22mm SP | Gasket actuator mixture 22mm SP | Dichtung Gemischsteller 22mm SP | Gasket actuator mixture 22mm SP | 37 | 112.45 | 4062321386344 | 0.27 | 0.17 | KG | 0.002 | CDM | 40 | 40 | 1 | MM | 84039090
8738652429 | Gasket bufferfly valve 50mm SP | Gasket bufferfly valve 50mm SP | Dichtung Drosselklappe 50mm SP | Gasket bufferfly valve 50mm SP | 17 | 14.44 | 4062321386351 | 0.29 | 0.19 | KG | 0.006 | CDM | 75 | 75 | 1 | MM | 84039090
8738652430 | Gas mixer 36mm oMix SP | Gas mixer 36mm oMix SP | Gasmischer 36mm oMix SP | Gas mixer 36mm oMix SP | 54 | 493.52 | 4062321472429 | 0.327 | 0.31 | KG | 0.392 | CDM | 180 | 120 | 45 | MM | 84039090
8738652431 | Programming cable Woodward L-series SP | Programming cable Woodward L-series SP | Programmierkabel Woodward L-Serie SP | Programming cable Woodward L-series SP | 72 | 1402.35 | 4062321386368 | 0.156 | 0.15 | KG | 0.288 | CDM | 215 | 135 | 30 | MM | 84039090 | Wijziging prijsgroep vanaf 29/07/26
8738652433 | O-ring 36,5x3,5mm (2x) SP | O-ring 36,5x3,5mm (2x) SP | O-Ring 36,5x3,5mm (2x) SP | O-ring 36,5x3,5mm (2x) SP | 17 | 14.44 | 4062321386382 | 0.008 | 0.004 | KG | 0.02 | CDM | 45 | 45 | 10 | MM | 40169300
8738652444 | Clutch ACT 2,3 NY F2.256i 2012BSW/UNC SP | Clutch ACT 2,3 NY F2.256i 2012BSW/UNC SP | Kupplung ACT2,3 NYF2.256i 2012BSW/UNC SP | Clutch ACT 2,3 NY F2.256i 2012BSW/UNC SP | 62 | 876.45 | 4062321386405 | 2.95 | 2.508 | KG | 3.112 | CDM | 270 | 270 | 70 | MM | 84039090
8738652445 | Clutch ACT 2,6 NY F2.Z.256i 2517.48Z SP | Clutch ACT 2,6 NY F2.Z.256i 2517.48Z SP | Kupplung ACT2,6 NY F2.Z.256i 2517.48Z SP | Clutch ACT 2,6 NY F2.Z.256i 2517.48Z SP | 78 | 1874.26 | 4062321472436 | 11.683 | 9.93 | KG | 36.75 | CDM | 295 | 295 | 65 | MM | 84039090
8738652448 | Holder battery A400 65 Ah SP | Holder battery A400 65 Ah SP | Halter Batterie A400 65Ah SP | Holder battery A400 65 Ah SP | 33 | 80.64 | 4062321472443 | 3.035 | 2.579 | KG | 27.2 | CDM | 480 | 290 | 200 | MM | 84039090
8738652451 | Red.nipple 3/4"-3/4" AG-NPT/IG-G SP | Red.nipple 3/4"-3/4" AG-NPT/IG-G SP | Red.Nippel 3/4"-3/4" AG-NPT/IG-G SP | Red.nipple 3/4"-3/4" AG-NPT/IG-G SP | 29 | 53.54 | 4062321541088 | 0.114 | 0.11 | KG | 0.041 | CDM | 100 | 70 | 40 | MM | 84039090
8738652456 | Antenna extension for eWON 10m SP | Antenna extension for eWON 10m SP | Antennenverlängerung für eWON 10m SP | Antenna extension for eWON 10m SP | 42 | 182.04 | 4062321386436 | 0.358 | 0.34 | KG | 0.64 | CDM | 365 | 250 | 45 | MM | 85444210
8738652457 | Piston ring MAN 0834/0836 SP | Piston ring MAN 0834/0836 SP | Minutenring MAN 0834/0836 SP | Piston ring MAN 0834/0836 SP | 31 | 66.74 | 4062321472450 | 0.048 | 0.025 | KG | 0.048 | CDM | 155 | 155 | 5 | MM | 84039090
8738652460 | Thermigrease TG 20008 35g SP | Thermigrease TG 20008 35g SP | Wärmeleitpaste TG 20008 35g SP | Thermigrease TG 20008 35g SP | 31 | 66.74 | 4062321386443 | 0.039 | 0.035 | KG | 0.087 | CDM | 170 | 40 | 25 | MM | 39269097
8738652462 | 3-way valve DN40 PN6 SP | 3-way valve DN40 PN6 SP | 3-Wege-Ventil DN40 PN6 SP | 3-way valve DN40 PN6 SP | 52 | 416.66 | 4062321472467 | 5.3 | 5 | KG | 7.403 | CDM | 292 | 189 | 144 | MM | 84818099
8738652463 | 3-way valve DN50 PN6 SP | 3-way valve DN50 PN6 SP | 3-Wege-Ventil DN50 PN6 SP | 3-way valve DN50 PN6 SP | 56 | 585.2 | 4062321472474 | 7.7 | 6.7 | KG | 11.995 | CDM | 380 | 255 | 195 | MM | 84818099
8738652465 | Screw ISO 4014 M16x55 galv. APZ3.2 SP | Screw ISO 4014 M16x55 galv. APZ3.2 SP | Schraube ISO 4014 M16x55 VZ APZ3.2 SP | Screw ISO 4014 M16x55 galv. APZ3.2 SP | 28 | 47.73 | 4062321472481 | 0.119 | 0.115 | KG | 0.036 | CDM | 55 | 24 | 27 | MM | 84039090
8738652470 | Corrugated ring hose DN12, L=500mm SP | Corrugated ring hose DN12, L=500mm SP | Ringwellschlauch DN12, L=500mm SP | Corrugated ring hose DN12, L=500mm SP | 38 | 122.17 | 4062321386450 | 1.161 | 0.4 | KG | 0.8 | CDM | 105 | 105 | 620 | MM | 84039090
8738652471 | Corrugated ring hose DN20, L=500mm SP | Corrugated ring hose DN20, L=500mm SP | Ringwellschlauch DN20, L=500mm SP | Corrugated ring hose DN20, L=500mm SP | 38 | 122.17 | 4062321386467 | 1.592 | 0.65 | KG | 1.25 | CDM | 610 | 105 | 105 | MM | 84039090
8738652483 | Catalyst 3-way Mine-X EN/CHP240 SP | Catalyst 3-way Mine-X EN/CHP240 SP | 3-Wege-Kat Mine-X EN/CHP240 SP | Catalyst 3-way Mine-X EN/CHP240 SP | - | - | 4062321386528 | 9.896 | 8.411 | KG | 31.934 | CDM | 415 | 405 | 190 | MM | 84039090 | Phased out | 8738663290
8738652484 | Catalyst 3-way Mine-X DC45 EN/CHP 50 SP | Catalyst 3-way Mine-X DC45 EN/CHP 50 SP | 3-Wege-Kat Mine-X DC45 EN/CHP 50 SP | Catalyst 3-way Mine-X DC45 EN/CHP 50 SP | 75 | 1604.6 | 4062321386535 | 3.744 | 3.182 | KG | 15.75 | CDM | 300 | 250 | 210 | MM | 84213200
8738652486 | Gasket 27x61x2mm C4400 (2x) SP | Gasket 27x61x2mm C4400 (2x) SP | Dichtung 27x61x2mm C4400 (2x) SP | Gasket 27x61x2mm C4400 (2x) SP | 25 | 32.89 | 4062321472511 | 0.02 | 0.016 | KG | 0.007 | CDM | 61 | 61 | 2 | MM | 59119099
8738652487 | Gasket 34x70x2mm C4400 SP | Gasket 34x70x2mm C4400 SP | Dichtung 34x70x2mm C4400 SP | Gasket 34x70x2mm C4400 SP | 30 | 59.86 | 4062321472528 | 0.013 | 0.009 | KG | 0.01 | CDM | 70 | 70 | 2 | MM | 59119099
8738652488 | Gasket 43x82x2mm C4400 (2x) SP | Gasket 43x82x2mm C4400 (2x) SP | Dichtung 43x82x2mm C4400 (2x) SP | Gasket 43x82x2mm C4400 (2x) SP | 25 | 32.89 | 4062321472535 | 0.028 | 0.024 | KG | 0.013 | CDM | 82 | 82 | 5 | MM | 59119099
8738652489 | Gasket 49x92x2mm C4400 (2x) SP | Gasket 49x92x2mm C4400 (2x) SP | Dichtung 49x92x2mm C4400 (2x) SP | Gasket 49x92x2mm C4400 (2x) SP | 26 | 36.29 | 4062321386542 | 0.034 | 0.03 | KG | 0.017 | CDM | 92 | 92 | 5 | MM | 59119099
8738652490 | Gasket 61x107x2mm C4400 (2x) SP | Gasket 61x107x2mm C4400 (2x) SP | Dichtung 61x107x2mm C4400 (2x) SP | Gasket 61x107x2mm C4400 (2x) SP | 27 | 42.05 | 4062321472542 | 0.042 | 0.038 | KG | 0.023 | CDM | 107 | 107 | 2 | MM | 59119099
8738652491 | Gasket 88x125x2mm C4400 (2x) SP | Gasket 88x125x2mm C4400 (2x) SP | Dichtung 88x125x2mm C4400 (2x) SP | Gasket 88x125x2mm C4400 (2x) SP | 28 | 47.73 | 4062321472559 | 0.044 | 0.04 | KG | 0.031 | CDM | 125 | 125 | 5 | MM | 59119099
8738652492 | Gasket 77x127x2mm C4400 2x SP | Gasket 77x127x2mm C4400 2x SP | Dichtung 77x127x2mm C4400 2x SP | Gasket 77x127x2mm C4400 2x SP | 28 | 47.73 | 4062321412111 | 0.054 | 0.05 | KG | 0.032 | CDM | 160 | 160 | 4 | MM | 68159100
8738652504 | O-seal TCG2016V08C (2x) SP | O-seal TCG2016V08C (2x) SP | Runddichtung TCG2016V08C (2x) SP | O-seal TCG2016V08C (2x) SP | 34 | 87.65 | 4062321386559 | 0.014 | 0.01 | KG | 0.019 | CDM | 65 | 65 | 10 | MM | 84039090
8738652505 | Gasket TCG2016V08C SP | Gasket TCG2016V08C SP | Dichtung TCG2016V08C SP | Gasket TCG2016V08C SP | 45 | 244.05 | 4062321472580 | 0.066 | 0.062 | KG | 0.113 | CDM | 75 | 75 | 20 | MM | 84039090
8738652506 | Gasket set TCG2016V08C SP | Gasket set TCG2016V08C SP | Dichtungs-Set TCG2016V08C SP | Gasket set TCG2016V08C SP | 57 | 632.4 | 4062321472597 | 0.356 | 0.35 | KG | 2.225 | CDM | 350 | 245 | 30 | MM | 68159100
8738652510 | Air separator SpiroVent 3/4" SP | Air separator SpiroVent 3/4" SP | Luftabscheider SpiroVent 3/4" SP | Air separator SpiroVent 3/4" SP | 41 | 160.45 | 4062321386566 | 1.1 | 1 | KG | 1.235 | CDM | 177 | 105 | 70 | MM | 84039090
8738652515 | Double nipple 3/8" ss SP | Double nipple 3/8" ss SP | 6kt-Doppelnippel 3/8" VA SP | Double nipple 3/8" ss SP | 31 | 66.74 | 4062321472627 | 0.034 | 0.03 | KG | 0.014 | CDM | 31 | 21 | 21 | MM | 84039090
8738652516 | Tee 3/8"x1/4"x3/8" IS/IS/IS ss SP | Tee 3/8"x1/4"x3/8" IS/IS/IS ss SP | T-Stück 3/8"x1/4"x3/8" IG/IG/IG VA SP | Tee 3/8"x1/4"x3/8" IS/IS/IS ss SP | 30 | 59.86 | 4062321472634 | 0.094 | 0.09 | KG | 0.034 | CDM | 46 | 34 | 22 | MM | 84039090
8738652517 | Restriction 0,3mm SP | Restriction 0,3mm SP | Vordrossel 0,3mm SP | Restriction 0,3mm SP | 34 | 87.65 | 4062321386580 | 0.031 | 0.029 | KG | 0.012 | CDM | 45 | 60 | 17 | MM | 84039090
8738652523 | Gasket for exhaust g. cooler with lid SP | Gasket for exhaust g. cooler with lid SP | Dichtung für Abgaskühler mit Deckel SP | Gasket for exhaust g. cooler with lid SP | 31 | 66.74 | 4062321386641 | 0.215 | 0.045 | KG | 0.061 | CDM | 340 | 90 | 2 | MM | 84039090
8738652524 | Ignition coil MAN E2842 LE322 SP | Ignition coil MAN E2842 LE322 SP | Zündspule MAN E2842 LE322 SP | Ignition coil MAN E2842 LE322 SP | 45 | 244.05 | 4062321472641 | 1.3 | 1.2 | KG | 2.268 | CDM | 180 | 120 | 105 | MM | 84039090
8738652533 | Exhaust manifold MAN E2842 left SP | Exhaust manifold MAN E2842 left SP | Abgaskrümmer MAN E2842 links SP | Exhaust manifold MAN E2842 left SP | 84 | 2467.56 | 4062321472665 | 5.544 | 4.712 | KG | 9.408 | CDM | 375 | 175 | 200 | MM | 84039090
8738652534 | Contactor 4kW 24VDC 1NO 3RT2016-2BB41 SP | Contactor 4kW 24VDC 1NO 3RT2016-2BB41 SP | Schütz 4kW 24VDC 1NO 3RT2016-2BB41 SP | Contactor 4kW 24VDC 1NO 3RT2016-2BB41 SP | 33 | 80.64 | 4062321472672 | 0.415 | 0.315 | KG | 0.194 | CDM | 45 | 60 | 72 | MM | 85364900
8738652535 | Corrugated ring hose DN32, L=500mm SP | Corrugated ring hose DN32, L=500mm SP | Ringwellschlauch DN32, L=500mm SP | Corrugated ring hose DN32, L=500mm SP | 51 | 384.3 | 4062321386672 | 4.742 | 3.8 | KG | 9.8 | CDM | 500 | 140 | 140 | MM | 84039090
8738652536 | Corrugated ring hose DN25, L=500mm SP | Corrugated ring hose DN25, L=500mm SP | Ringwellschlauch DN25, L=500mm SP | Corrugated ring hose DN25, L=500mm SP | 42 | 182.04 | 4062321386689 | 1.164 | 0.989 | KG | 8.985 | CDM | 815 | 105 | 105 | MM | 84039090
8738652546 | Resistance thermometer PT100 50mm SP | Resistance thermometer PT100 50mm SP | Gewinde-Widerstandstherm. PT100 50mm SP | Resistance thermometer PT100 50mm SP | 44 | 222.48 | 4062321541101 | 0.25 | 0.15 | KG | 0.298 | CDM | 100 | 70 | 50 | MM | 84039090
8738652548 | Spare element for DC45-65 SP | Spare element for DC45-65 SP | Ersatzelement f. DC45-65 SP | Spare element for DC45-65 SP | 75 | 1604.6 | 4062321386702 | 3.238 | 2.752 | KG | 15.75 | CDM | 300 | 250 | 210 | MM | 84039090
8738652551 | Funnel 06A-103-663-C SP | Funnel 06A-103-663-C SP | Trichter 06A-103-663-C SP | Funnel 06A-103-663-C SP | 26 | 36.29 | 4062321386719 | 0.334 | 0.33 | KG | 0.918 | CDM | 270 | 170 | 20 | MM | 84039090
8738652552 | KIT-Wellenabdic.GLRD BUBE 16mm f .TP SP | KIT-Wellenabdic.GLRD BUBE 16mm f .TP SP | KIT-Wellenabdic.GLRD BUBE 16mm f .TP SP | KIT-Wellenabdic.GLRD BUBE 16mm f .TP SP | 51 | 384.3 | 4062321472726 | 0.218 | 0.098 | KG | 9.136 | CDM | 218 | 147 | 30 | MM | 84039090
8738652553 | Cable spider MAN E2842E SP | Cable spider MAN E2842E SP | Kabelspinne MAN E2842E SP | Cable spider MAN E2842E SP | 50 | 357.33 | 4062321472733 | 0.584 | 0.4 | KG | 16.065 | CDM | 300 | 255 | 210 | MM | 84039090
8738652554 | Plug nipple 3C582-6-4 SP | Plug nipple 3C582-6-4 SP | Stecknippel 3C582-6-4 SP | Plug nipple 3C582-6-4 SP | 29 | 53.54 | 4062321472740 | 0.033 | 0.029 | KG | 0.036 | CDM | 50 | 70 | 18 | MM | 84039090
8738652555 | Compression fitting GAI 06LMCFX SP | Compression fitting GAI 06LMCFX SP | Verschraubung GAI 06LMCFX SP | Compression fitting GAI 06LMCFX SP | 28 | 47.73 | 4062321472757 | 0.026 | 0.022 | KG | 0.005 | CDM | 26 | 14 | 14 | MM | 84039090
8738652557 | Wiring harness MIC500 MAN E2842E SP | Wiring harness MIC500 MAN E2842E SP | Kabelbaum MIC500 MAN E2842E SP | Wiring harness MIC500 MAN E2842E SP | 57 | 632.4 | 4062321472771 | 1.547 | 1.314 | KG | 27.2 | CDM | 210 | 300 | 155 | MM | 85444290
8738652558 | Wiring harness MIC508 MAN E2876E SP | Wiring harness MIC508 MAN E2876E SP | Kabelbaum MIC508 MAN E2876E SP | Wiring harness MIC508 MAN E2876E SP | 52 | 416.66 | 4062321472788 | 2.16 | 1.6 | KG | 27.2 | CDM | 350 | 460 | 60 | MM | 85444290
8738652560 | O-ring flue gas collec. E2876E312 (2x)SP | O-ring flue gas collec. E2876E312 (2x)SP | O-Ring Abgass. Austritt E2876 E312(2x)SP | O-ring flue gas collec. E2876E312 (2x)SP | 32 | 73.62 | 4062321386733 | 0.008 | 0.004 | KG | 0.011 | CDM | 100 | 80 | 5 | MM | 40169300
8738652564 | Plug VW (4x) SP | Plug VW (4x) SP | Stopfen VW (4x) SP | Plug VW (4x) SP | 34 | 87.65 | 4062321386757 | 0.012 | 0.008 | KG | 392 | MMQ | 20 | 15 | 7 | MM | 84039090
8738652565 | Camshaft sensor VW SP | Camshaft sensor VW SP | Nockenwellensensor VW SP | Camshaft sensor VW SP | 49 | 335.74 | 4062321386764 | 0.192 | 0.092 | KG | 0.383 | CDM | 150 | 95 | 80 | MM | 84039090
8738652567 | Pulse generator VW SP | Pulse generator VW SP | Impulsgeber VW SP | Pulse generator VW SP | 43 | 202.26 | 4062321386771 | 0.097 | 0.092 | KG | 0.69 | CDM | 130 | 120 | 65 | MM | 84039090
8738652569 | Chartsheets 10-40 bar (100x) SP | Chartsheets 10-40 bar (100x) SP | Diagrammblätter 10-40 bar (100x) SP | Chartsheets 10-40 bar (100x) SP | 29 | 53.54 | 4062321489267 | 0.104 | 0.1 | KG | 0.047 | CDM | 52 | 45 | 20 | MM | 84039090
8738652577 | Wiring harness MIC525 MTU 183kW SP | Wiring harness MIC525 MTU 183kW SP | Kabelbaum MIC525 MTU 183kW SP | Wiring harness MIC525 MTU 183kW SP | 56 | 585.2 | 4062321472818 | 3.1 | 1.6 | KG | 8.5 | CDM | 3400 | 50 | 50 | MM | 85444290
8738652583 | Cylinder scr.M16x60 MANE2842LE322(8x) SP | Cylinder scr.M16x60 MANE2842LE322(8x) SP | Zylinderschr.M16x60 MANE2842LE322(8x) SP | Cylinder scr.M16x60 MANE2842LE322(8x) SP | 45 | 244.05 | 4062321541132 | 0.95 | 0.944 | KG | 0.032 | CDM | 165 | 100 | 40 | MM | 84039090
8738652584 | O-ring 85x3,55 MAN E2842 LE322 2x SP | O-ring 85x3,55 MAN E2842 LE322 2x SP | O-Ring 85x3,55 MAN E2842 LE322 2x SP | O-ring 85x3,55 MAN E2842 LE322 2x SP | 38 | 122.17 | 4062321412128 | 0.016 | 0.012 | KG | 0.045 | CDM | 100 | 90 | 5 | MM | 84039090
8738652585 | Hexagon nut ISO 4032 M10 galv. (4x) SP | Hexagon nut ISO 4032 M10 galv. (4x) SP | Mutter ISO 4032 M10 VZ APZ3.1 (4x) SP | Hexagon nut ISO 4032 M10 galv. (4x) SP | 30 | 59.86 | 4062321472849 | 0.04 | 0.036 | KG | 0.002 | CDM | 8 | 16 | 17 | MM | 73181692
8738652586 | Screw ISO 4014 M10x40 galv. COI3.2 SP | Screw ISO 4014 M10x40 galv. COI3.2 SP | Schraube ISO 4014 M10x40 VZ APZ3.2 SP | Screw ISO 4014 M10x40 galv. COI3.2 SP | 26 | 36.29 | 4062321472856 | 0.039 | 0.035 | KG | 0.013 | CDM | 46.4 | 16 | 17.8 | MM | 84039090
8738652590 | Screw ISO 4014 M16x80 galv. COI3.2 SP | Screw ISO 4014 M16x80 galv. COI3.2 SP | Schraube ISO 4014 M16x80 VZ APZ3.2 SP | Screw ISO 4014 M16x80 galv. COI3.2 SP | 29 | 53.54 | 4062321472863 | 0.159 | 0.155 | KG | 0.058 | CDM | 90 | 24 | 26.75 | MM | 84039090
8738652598 | Gasket actuator mixture 25mm SP | Gasket actuator mixture 25mm SP | Dichtung Gemischsteller 25mm SP | Gasket actuator mixture 25mm SP | 16 | 12.66 | 4062321386825 | 0.006 | 0.002 | KG | 0.007 | CDM | 60 | 60 | 2 | MM | 84039090
8738652599 | CAN cable Scout 5,7 SP | CAN cable Scout 5,7 SP | CAN Kabel Scout 5,7 SP | CAN cable Scout 5,7 SP | 29 | 53.54 | 4062321472887 | 0.296 | 0.176 | KG | 9.136 | CDM | 301 | 201 | 151 | MM | 84039090
8738652604 | Zeppelin 45mm MAN 2876 SP | Zeppelin 45mm MAN 2876 SP | Zeppelin 45mm MAN 2876 SP | Zeppelin 45mm MAN 2876 SP | 46 | 266.98 | 4062321472900 | 0.269 | 0.265 | KG | 0.263 | CDM | 105 | 50 | 50 | MM | 84039090
8738652614 | Compr. oil 4000 H f.CHA 60/9,5HT (20L)SP | Compr. oil 4000 H f.CHA 60/9,5HT (20L)SP | Verdichteröl 4000H f.CHA60/9,5HT (20L)SP | Compr. oil 4000 H f.CHA 60/9,5HT (20L)SP | 58 | 680.95 | 4062321386832 | 18.567 | 15.781 | KG | 41.323 | CDM | 310 | 310 | 430 | MM | 84039090
8738652633 | NiCrNi exhaust gas sensor 350x4mm SP | NiCrNi exhaust gas sensor 350x4mm SP | NiCr-Ni Thermoelement MTE, NL 350x4mm SP | NiCrNi exhaust gas sensor 350x4mm SP | 39 | 132.96 | 4062321472962 | 0.077 | 0.073 | KG | 35.939 | CDM | 450 | 100 | 7 | MM | 90271010
8738652634 | Pocket filter G4 6 - 592x490x360mm SP | Pocket filter G4 6 - 592x490x360mm SP | Taschenfilt.G4 6 - 592x490x360mm SP | Pocket filter G4 6 - 592x490x360mm SP | 31 | 66.74 | 4062321386863 | 0.975 | 0.828 | KG | 28.62 | CDM | 530 | 600 | 90 | MM | 84219990
8738652639 | kWh counter directly DCMi461WP 80A SP | kWh counter directly DCMi461WP 80A SP | kWh-Zähler direkt DCMi461WP 80A SP | kWh counter directly DCMi461WP 80A SP | 65 | 1024.8 | 4062321472979 | 0.51 | 0.43 | KG | 0.859 | CDM | 115 | 97 | 77 | MM | 90283019
8738652641 | kWh-counter direct DCi461WP 80A SP | kWh-counter direct DCi461WP 80A SP | kWh-Zähler direkt DCi461WP 80A SP | kWh-counter direct DCi461WP 80A SP | 58 | 680.95 | 4062321472986 | 0.53 | 0.41 | KG | 0.609 | CDM | 107 | 89 | 64 | MM | 90283019
8738652642 | Sealing ring 22,3x30x1,5-ST/FKM1-80 SP | Sealing ring 22,3x30x1,5-ST/FKM1-80 SP | Dichtring 22,3x30x1,5-ST/FKM1-80 SP | Sealing ring 22,3x30x1,5-ST/FKM1-80 SP | 19 | 18.48 | 4062321386887 | 0.006 | 0.005 | KG | 0.021 | CDM | 100 | 70 | 3 | MM | 84039090
8738652644 | Duct silencer FSD 250 SP | Duct silencer FSD 250 SP | Rohrschalldämpfer FSD 250 SP | Duct silencer FSD 250 SP | 47 | 291.25 | 4062321472993 | 5.145 | 3.645 | KG | 138.68 | CDM | 1013 | 370 | 370 | MM | 84149000
8738652646 | Compression fitting EVGE 08LREDCF1/4" SP | Compression fitting EVGE 08LREDCF1/4" SP | Verschraubung EVGE 08LREDCF 1/4" SP | Compression fitting EVGE 08LREDCF1/4" SP | 17 | 14.44 | 4062321386894 | 0.056 | 0.052 | KG | 0.025 | CDM | 40 | 25 | 25 | MM | 73079910
8738652647 | Non-return valve 1/4" IS oil SP | Non-return valve 1/4" IS oil SP | Rückschlagventil 1/4" IG Öl SP | Non-return valve 1/4" IS oil SP | 29 | 53.54 | 4062321386900 | 0.091 | 0.087 | KG | 0.026 | CDM | 55 | 20 | 20 | MM | 84813099
8738652650 | Solen. valve oil G1/2" 0-10bar 24V SP | Solen. valve oil G1/2" 0-10bar 24V SP | Magnetventil Öl G1/2" 0-10bar 24V SP | Solen. valve oil G1/2" 0-10bar 24V SP | 44 | 222.48 | 4062321386924 | 0.633 | 0.601 | KG | 0.273 | CDM | 115 | 70 | 70 | MM | 84818099
8738652651 | Exhaust silencer 23AGG 1120/80 V2 SP | Exhaust silencer 23AGG 1120/80 V2 SP | Abgasschalldämpfer 23AGG 1120/80 V2 SP | Exhaust silencer 23AGG 1120/80 V2 SP | 78 | 1874.26 | 4062321386931 | 34.182 | 14.182 | KG | 74.3 | CDM | 1170 | 252 | 252 | MM | 84039090
8738652655 | Bearing 6306 C3 SKF SP | Bearing 6306 C3 SKF SP | Lager 6306 C3 SKF SP | Bearing 6306 C3 SKF SP | 27 | 42.05 | 4062321386979 | 0.361 | 0.333 | KG | 0.15 | CDM | 100 | 75 | 20 | MM | 84039090
8738652657 | Intake manifold to turbo E2842 LE322 SP | Intake manifold to turbo E2842 LE322 SP | Ansaugkrümmer zum Turbo E2842 LE322 SP | Intake manifold to turbo E2842 LE322 SP | 46 | 266.98 | 4062321386993 | 0.34 | 0.25 | KG | 1.172 | CDM | 125 | 125 | 75 | MM | 84039090
8738652658 | Intake manifold E2842LE322 SP | Intake manifold E2842LE322 SP | Ansaugkrümmer E2842 LE322 SP | Intake manifold E2842LE322 SP | 49 | 335.74 | 4062321387006 | 0.242 | 0.229 | KG | 1.068 | CDM | 122 | 125 | 70 | MM | 84039090
8738652660 | Hose line coolant E2842 LE322 SP | Hose line coolant E2842 LE322 SP | Schlauchleitung Kühlmittel E2842LE322 SP | Hose line coolant E2842 LE322 SP | 43 | 202.26 | 4062321473013 | 0.193 | 0.187 | KG | 0.121 | CDM | 300 | 205 | 160 | MM | 84039090
8738652661 | Hose line oil pressure E2842 LE322 SP | Hose line oil pressure E2842 LE322 SP | Schlauchleitung Öldruck E2842 LE322 SP | Hose line oil pressure E2842 LE322 SP | 46 | 266.98 | 4062321473020 | 0.809 | 0.243 | KG | 35.939 | CDM | 485 | 285 | 260 | MM | 84039090
8738652673 | O-Ring Turbo tube SP | O-Ring Turbo tube SP | O-Ring Innenrohr Turbo SP | O-Ring Turbo tube SP | 44 | 222.48 | 4062321473051 | 0.027 | 0.011 | KG | 0.009 | CDM | 95 | 90 | 1 | MM | 84039090
8738652674 | O-ring bell in front SP | O-ring bell in front SP | O-Ring Glocke vorn SP | O-ring bell in front SP | 49 | 335.74 | 4062321473068 | 0.043 | 0.027 | KG | 0.121 | CDM | 110 | 110 | 10 | MM | 84039090
8738652675 | O-Ring P/T Sensor (2x) SP | O-Ring P/T Sensor (2x) SP | O-Ring Druck/Temperatur-Sensor (2x) SP | O-Ring P/T Sensor (2x) SP | 25 | 32.89 | 4062321541163 | 0.012 | 0.008 | KG | 0.392 | CCM | 2 | 14 | 14 | MM | 84039090
8738652676 | O-Ring Inlet SP | O-Ring Inlet SP | O-Ring Einlass SP | O-Ring Inlet SP | 35 | 95.06 | 4062321387037 | 0.006 | 0.005 | KG | 0.023 | CDM | 88 | 88 | 3 | MM | 84039090
8738652677 | O-Ring Outlet SP | O-Ring Outlet SP | O-Ring Auslass SP | O-Ring Outlet SP | 34 | 87.65 | 4062321387044 | 0.008 | 0.007 | KG | 0.029 | CDM | 98 | 98 | 3 | MM | 84039090
8738652679 | O-Ring IGBT big-one SP | O-Ring IGBT big-one SP | O-Ring IGBT groß SP | O-Ring IGBT big-one SP | 46 | 266.98 | 4062321387051 | 0.022 | 0.006 | KG | 0.338 | CDM | 100 | 100 | 10 | MM | 84039090
8738652680 | O-Ring IGBT small SP | O-Ring IGBT small SP | O-Ring IGBT klein SP | O-Ring IGBT small SP | 17 | 14.44 | 4062321387068 | 0.008 | 0.004 | KG | 0.432 | CDM | 12 | 12 | 3 | MM | 84039090
8738652681 | O-ring IGBT Blind flange SP | O-ring IGBT Blind flange SP | O-Ring IGBT Blindflansch SP | O-ring IGBT Blind flange SP | 17 | 14.44 | 4062321387075 | 0.008 | 0.004 | KG | 0.242 | CCM | 11 | 11 | 2 | MM | 84039090
8738652682 | O-ring cooling valve socket (2x) SP | O-ring cooling valve socket (2x) SP | O-Ring Kühlventilfassung (2x) SP | O-ring cooling valve socket (2x) SP | 25 | 32.89 | 4062321541170 | 0.012 | 0.008 | KG | 0.2 | CCM | 8 | 10 | 2 | MM | 84039090
8738652683 | O-ring cooling valve (2x) SP | O-ring cooling valve (2x) SP | O-Ring Kühlventil (2x) SP | O-ring cooling valve (2x) SP | 24 | 29.93 | 4062321541187 | 0.012 | 0.008 | KG | 0.169 | CCM | 100 | 75 | 1 | MM | 84039090
8738652685 | O-Ring Power cable gen. winding (3x) SP | O-Ring Power cable gen. winding (3x) SP | O-Ring Kabeldurchführung Generator(3x)SP | O-Ring Power cable gen. winding (3x) SP | 29 | 53.54 | 4062321387082 | 0.003 | 0.002 | KG | 0.014 | CDM | 50 | 70 | 4 | MM | 84039090
8738652686 | O-Ring cooling val. socket (large -B) SP | O-Ring cooling val. socket (large -B) SP | O-Ring Sockel Kühlventil (groß -B) SP | O-Ring cooling val. socket (large -B) SP | 17 | 14.44 | 4062321473075 | 0.2 | 0.1 | KG | 0.088 | CDM | 50 | 70 | 2 | MM | 84039090
8738652689 | Pulse up. M16x1,5x76mm + cable 5m SP | Pulse up. M16x1,5x76mm + cable 5m SP | Impulsauf. M16x1,5x76mm + Kabel 5m SP | Pulse up. M16x1,5x76mm + cable 5m SP | 57 | 632.4 | 4062321473082 | 0.105 | 0.101 | KG | 0.076 | CDM | 205 | 185 | 25 | MM | 84039090
8738652690 | Coupler relay 24VDC 2A 1NO SSR cpl. SP | Coupler relay 24VDC 2A 1NO SSR cpl. SP | Koppelrelais 24VDC 2A 1NO SSR kpl. SP | Coupler relay 24VDC 2A 1NO SSR cpl. SP | 33 | 80.64 | 4062321387105 | 0.032 | 0.03 | KG | 0.06 | CDM | 100 | 75 | 8 | MM | 85364900
8738652693 | pump TP 50-190/2 A-F-A-BQQE SP | pump TP 50-190/2 A-F-A-BQQE SP | Pumpe TP 50-190/2 A-F-A-BQQE SP | pump TP 50-190/2 A-F-A-BQQE SP | 80 | 2049.57 | 4062321387129 | 65 | 51 | KG | 43.599 | CDM | 340 | 234 | 548 | MM | 84137030
8738652695 | Actuator SAS 61.03 24V SP | Actuator SAS 61.03 24V SP | Stellantrieb SAS 61.03 24V SP | Actuator SAS 61.03 24V SP | 56 | 585.2 | 4062321387136 | 0.57 | 0.48 | KG | 1.468 | CDM | 155 | 110 | 85 | MM | 84039090
8738652696 | Press. trans. PMC21 1/2" 0/4bar Ex SP | Press. trans. PMC21 1/2" 0/4bar Ex SP | DMU PMC21 1/2" 0/4bar(absolut) Ex SP | Press. trans. PMC21 1/2" 0/4bar Ex SP | 59 | 728.13 | 4062321473105 | 0.186 | 0.18 | KG | 0.202 | CDM | 330 | 122 | 122 | MM | 90262020
8738652697 | Catalyst 3-way EST 12kW SP | Catalyst 3-way EST 12kW SP | 3-Wege-Kat EST 12kW SP | Catalyst 3-way EST 12kW SP | 80 | 2049.57 | 4062321412142 | 7.11 | 6.85 | KG | 5.443 | CDM | 270 | 395 | 195 | MM | 84213200
8738652699 | Catalyst 3-way DC45-65 300 cpsi V2 SP | Catalyst 3-way DC45-65 300 cpsi V2 SP | 3-Wege-Kat DC45-65 300 cpsi V2 SP | Catalyst 3-way DC45-65 300 cpsi V2 SP | 86 | 2669.83 | 4062321387150 | 28.925 | 24.586 | KG | 86.436 | CDM | 420 | 490 | 420 | MM | 84213200
8738652710 | Kat gasket M50 SP | Kat gasket M50 SP | Kat-Deckeldichtung M50 Hochtemperatur SP | Kat gasket M50 SP | 46 | 266.98 | 4062321387211 | 0.126 | 0.1 | KG | 0.076 | CDM | 360 | 210 | 1 | MM | 84039090
8738654092 | Battery cover 60Ah SP | Battery cover 60Ah SP | Abdeckung Batterie 60Ah SP | Battery cover 60Ah SP | 31 | 66.74 | 4062321608958 | 0.226 | 0.22 | KG | 0.18 | CDM | 355 | 310 | 10 | MM | 84039090
8738654614 | EGHE Compact 36/10 EN12 SP | EGHE Compact 36/10 EN12 SP | AWT Compact 36/10 EN12 SP | EGHE Compact 36/10 EN12 SP | - | - | 4062321412203 | 29.303 | 9.303 | KG | 29.028 | CDM | 365 | 330 | 241 | MM | 84039090 | Phased out
8738654805 | Hose line 1SNEHTDN12x550 22x1.5 SP | Hose line 1SNEHTDN12x550 22x1.5 SP | Schlauchleitung 1SNEHTDN12x550 22x1.5 SP | Hose line 1SNEHTDN12x550 22x1.5 SP | 33 | 80.64 | 4062321473167 | 0.506 | 0.5 | KG | 0.674 | CDM | 455 | 340 | 20 | MM | 84039090
8738654807 | Hose line 1SNEHTDN08x800 SP | Hose line 1SNEHTDN08x800 SP | Schlauchleitung 1SNEHTDN08x800 SP | Hose line 1SNEHTDN08x800 SP | 31 | 66.74 | 4062321473174 | 0.346 | 0.328 | KG | 0.18 | CDM | 330 | 240 | 18 | MM | 84039090
8738654813 | Hose line 1SNEHTDN08x650 SP | Hose line 1SNEHTDN08x650 SP | Schlauchleitung 1SNEHTDN08x650 SP | Hose line 1SNEHTDN08x650 SP | 32 | 73.62 | 4062321541422 | 0.506 | 0.5 | KG | 0.146 | CDM | 300 | 195 | 16 | MM | 84039090
8738654831 | Pump TP 32-60/2 400V A-F-A-BQQE | Pump TP 32-60/2 400V A-F-A-BQQE | Pumpe TP 32-60/2 400V A-F-A-BQQE SP | Pump TP 32-60/2 400V A-F-A-BQQE | 64 | 977.58 | 4062321473198 | 24.6 | 17.6 | KG | 17.154 | CDM | 220 | 202 | 386 | MM | 84137030
8738654844 | 3-way valve DN65 PN6 VXF22.65-63 SP | 3-way valve DN65 PN6 VXF22.65-63 SP | 3-Wege-Ventil DN65 PN6 VXF22.65-63 SP | 3-way valve DN65 PN6 VXF22.65-63 SP | 60 | 775.33 | 4062321473204 | 10.05 | 8.546 | KG | 19.38 | CDM | 380 | 255 | 200 | MM | 84818099
8738654991 | Luminaire 1x18W SP | Luminaire 1x18W SP | Wannenleuchte 1x18W SP | Luminaire 1x18W SP | 38 | - | 4062321387259 | 1.1 | 0.935 | KG | 4.284 | CDM | 680 | 90 | 70 | MM | 94054940 | Phased out | 8755004804
8738654992 | Patch cable Cat.6 2xRJ45 with EC6000 5m | Patch cable Cat.6 2xRJ45 with EC6000 5m | Patchkab Cat.6 2xRJ45mit EC6000 5m bl SP | Patch cable Cat.6 2xRJ45 with EC6000 5m | 24 | 29.93 | 4062321387266 | 0.154 | 0.146 | KG | 0.735 | CDM | 140 | 150 | 35 | MM | 85444210
8738656462 | CEE socket, 63A/IP44 ECPW | CEE socket, 63A/IP44 ECPW | CEE Stecker, 63A/IP44 ECPW | CEE socket, 63A/IP44 ECPW | 34 | 87.65 | 4062321332433 | 0.941 | 0.94 | KG | 5.184 | CDM | 267 | 150 | 120 | MM | 84039090
8738656463 | Harness to igniter XRGI 20 ECPW | Harness to igniter XRGI 20 ECPW | Kabelbaum f/Igniter XRGI 20 ECPW | Harness to igniter XRGI 20 ECPW | 30 | 59.86 | 4062321332440 | 0.054 | 0.053 | KG | 0.576 | CDM | 140 | 110 | 40 | MM | 84039090
8738656464 | Antenna ½ wave GSM ECPW | Antenna ½ wave GSM ECPW | Antenne ½ Welle GSM ECPW | Antenna ½ wave GSM ECPW | - | - | 4062321332457 | 0.02 | 0.014 | KG | 0.024 | CDM | 170 | 12 | 12 | MM | 84039090 | Phased out
8738656466 | Metering trafo 600/5 ECPW | Metering trafo 600/5 ECPW | Stromwandler 600/5 ECPW | Metering trafo 600/5 ECPW | 47 | 291.25 | 4062321332471 | 0.501 | 0.5 | KG | 0.4 | CDM | 100 | 100 | 40 | MM | 84039090
8738656469 | PT100 sensor 3/8 ECPW | PT100 sensor 3/8 ECPW | PT100-Fühler 3/8 ECPW | PT100 sensor 3/8 ECPW | 31 | 66.74 | 4062321332501 | 0.2 | 0.04 | KG | 0.021 | CDM | 53 | 20 | 20 | MM | 84039090
8738656471 | Wire 0,5 m ECPW | Wire 0,5 m ECPW | Kabel 0,5 m ECPW | Wire 0,5 m ECPW | 10 | 3.52 | 4062321332525 | 0.021 | 0.02 | KG | 0.013 | CDM | 5 | 5 | 500 | MM | 84039090
8738656478 | Flue Gas Connection Kit ECPW | Flue Gas Connection Kit ECPW | Abgasanschluss-Kit -ohne AWT- ECPW | Flue Gas Connection Kit ECPW | 71 | 1348.39 | 4062321332594 | 12.677 | 12.676 | KG | 92.04 | CDM | 600 | 260 | 590 | MM | 84039090
8738656480 | Upgrade-2015 kit XRGI®6 ECPW | Upgrade-2015 kit XRGI®6 ECPW | Upgrade-2015-Kit XRGI®6 ECPW | Upgrade-2015 kit XRGI®6 ECPW | 74 | 1537.17 | 4062321332617 | 79.001 | 79 | KG | 480 | CDM | 600 | 800 | 1000 | MM | 84039090
8738656481 | Upgrade-2015 kit XRGI®9 ECPW | Upgrade-2015 kit XRGI®9 ECPW | Upgrade-2015-Kit XRGI®9 ECPW | Upgrade-2015 kit XRGI®9 ECPW | 76 | 1685.5 | 4062321332624 | 80.001 | 80 | KG | 441.6 | CDM | 600 | 800 | 920 | MM | 84039090
8738656483 | Upgrade-2015 kit XRGI®15 gen.2 ECPW | Upgrade-2015 kit XRGI®15 gen.2 ECPW | Upgrade-2015-Kit XRGI®15 Gen.2 ECPW | Upgrade-2015 kit XRGI®15 gen.2 ECPW | 71 | 1348.39 | 4062321332648 | 70.001 | 70 | KG | 480 | CDM | 600 | 800 | 1000 | MM | 84039090
8738656484 | Upgrade-2015 kit XRGI®20 gen.1 ECPW | Upgrade-2015 kit XRGI®20 gen.1 ECPW | Upgrade-2015-Kit XRGI®20 Gen.1 ECPW | Upgrade-2015 kit XRGI®20 gen.1 ECPW | 84 | 2467.56 | 4062321332655 | 89.001 | 89 | KG | 494.4 | CDM | 800 | 600 | 1030 | MM | 84039090
8738656485 | Upgrade-2015 kit XRGI®20 gen.2 ECPW | Upgrade-2015 kit XRGI®20 gen.2 ECPW | Upgrade-2015-Kit XRGI®20 Gen.2 ECPW | Upgrade-2015 kit XRGI®20 gen.2 ECPW | 79 | 1955.19 | 4062321332662 | 91.001 | 91 | KG | 480 | CDM | 600 | 800 | 1000 | MM | 84039090
8738656486 | Fuses kit - ass. 32 pcs. ECPW | Fuses kit - ass. 32 pcs. ECPW | Sicherungs-Kit - ass. 32 Stck. ECPW | Fuses kit - ass. 32 pcs. ECPW | 27 | 42.05 | 4062321332679 | 2 | 0.112 | KG | 1.71 | CDM | 190 | 100 | 90 | MM | 84039090 | Wijziging prijsgroep / Changer de groupe de prix !
8738656489 | Display board conv. kit, iQ20 ECPW | Display board conv. kit, iQ20 ECPW | Displaypl.-Umrüst-Kit, iQ20 ECPW | Display board conv. kit, iQ20 ECPW | 71 | 1348.39 | 4062321332709 | 3.039 | 3.038 | KG | 37.31 | CDM | 280 | 360 | 380 | MM | 84039090
8738656491 | Coolant pipe/Deaerator kit ECPW | Coolant pipe/Deaerator kit ECPW | Kühlwasserrohr/Entlüfter-Kit ECPW | Coolant pipe/Deaerator kit ECPW | 51 | 384.3 | 4062321332723 | 5.5 | 4.78 | KG | 28.952 | CDM | 1020 | 210 | 210 | MM | 84039090
8738656493 | Cylinder head XRGI 15/20 KIT ECPW | Cylinder head XRGI 15/20 KIT ECPW | Zylinderkopf XRGI 15/20 KIT ECPW | Cylinder head XRGI 15/20 KIT ECPW | 98 | 4530.62 | 4062321332747 | 13.8 | 13.468 | KG | 77.28 | CDM | 700 | 460 | 240 | MM | 84039090
8738656494 | Coolant pipe/Deaerator kit ECPW | Coolant pipe/Deaerator kit ECPW | Kühlwasserrohr/Entlüfter-Kit ECPW | Coolant pipe/Deaerator kit ECPW | 53 | 453.07 | 4062321332754 | 5.5 | 5.389 | KG | 27.16 | CDM | 970 | 200 | 140 | MM | 84039090 | Wijziging prijsgroep / Changer de groupe de prix !
8738656495 | EHE/catalyst kit XRGI 6 ECPW | EHE/catalyst kit XRGI 6 ECPW | AWT/Katalysator-Kit XRGI 6 ECPW | EHE/catalyst kit XRGI 6 ECPW | 75 | 1604.6 | 4062321332761 | 15.636 | 13.29 | KG | 27.54 | CDM | 405 | 260 | 350 | MM | 84039090 | Wijziging prijsgroep / Changer de groupe de prix !
8738656497 | EHE/catalyst kit XRGI 20 ECPW | EHE/catalyst kit XRGI 20 ECPW | AWT/Katalysator-Kit XRGI 20 ECPW | EHE/catalyst kit XRGI 20 ECPW | 87 | 2777.7 | 4062321332785 | 46 | 45.5 | KG | 163.2 | CDM | 600 | 800 | 340 | MM | 84039090 | Wijziging prijsgroep / Changer de groupe de prix !
8738656499 | Gasket kit XRGI 6/9 ECPW | Gasket kit XRGI 6/9 ECPW | Dichtungs-Kit XRGI 6/9 ECPW | Gasket kit XRGI 6/9 ECPW | 27 | 42.05 | 4062321332808 | 0.1 | 0.075 | KG | 1.638 | CDM | 195 | 105 | 80 | MM | 68151300 | Wijziging prijsgroep / Changer de groupe de prix !
8738656502 | Handle kit, XRGI 6/9 ECPW | Handle kit, XRGI 6/9 ECPW | Griff-Kit, XRGI 6/9 ECPW | Handle kit, XRGI 6/9 ECPW | 36 | 102.88 | 4062321332839 | 4.3 | 1.118 | KG | 11.34 | CDM | 700 | 270 | 60 | MM | 84039090 | Wijziging prijsgroep / Changer de groupe de prix !
8738656504 | Pump kit UPM GEO 25-85-180 ECPW | Pump kit UPM GEO 25-85-180 ECPW | Pumpe-Kit UPM GEO 25-85-180 ECPW | Pump kit UPM GEO 25-85-180 ECPW | 49 | 335.74 | 4062321332853 | 3.2 | 3.154 | KG | 13.824 | CDM | 245 | 235 | 245 | MM | 84039090
8738656509 | Drain valve assembly 1" ECPW | Drain valve assembly 1" ECPW | Ablassventilanordnung 1" ECPW | Drain valve assembly 1" ECPW | 34 | 87.65 | 4062321332907 | 0.561 | 0.56 | KG | 1.52 | CDM | 190 | 100 | 80 | MM | 84818099
8738656510 | Rocker kit, XRGI 15/20 ECPW | Rocker kit, XRGI 15/20 ECPW | Kipphebel-Kit, XRGI 15/20 ECPW | Rocker kit, XRGI 15/20 ECPW | 80 | 2049.57 | 4062321332914 | 3.77 | 3.733 | KG | 28.152 | CDM | 170 | 360 | 460 | MM | 84039090 | Wijziging prijsgroep / Changer de groupe de prix !
8738656512 | Catalyst kit XRGI 20 ECPW | Catalyst kit XRGI 20 ECPW | Katalysator-Kit XRGI 20 ECPW | Catalyst kit XRGI 20 ECPW | 79 | 1955.19 | 4062321332938 | 11.701 | 11.7 | KG | 27.54 | CDM | 450 | 360 | 170 | MM | 84039090 | Wijziging prijsgroep / Changer de groupe de prix !
8738656513 | Spark plug, 4 pcs - 4 Cyl. ECPW | Spark plug, 4 pcs - 4 Cyl. ECPW | Zündkerzen, 4 Stck. - 4 Zyl. ECPW | Spark plug, 4 pcs - 4 Cyl. ECPW | 48 | 314.16 | 4062321332945 | 0.301 | 0.3 | KG | 1.61 | CDM | 230 | 140 | 50 | MM | 84039090
8738656519 | Radiator Hose - Bypass ECPW | Radiator Hose - Bypass ECPW | Kühlwasserschlauch -Bypass ECPW | Radiator Hose - Bypass ECPW | 20 | 20.5 | 4062321333003 | 0.115 | 0.114 | KG | 0.563 | CDM | 180 | 125 | 25 | MM | 84039090
8738656522 | Label - Q-net ECPW | Label - Q-net ECPW | Aufkleber - Q-Net ECPW | Label - Q-net ECPW | 10 | 3.52 | 4062321333034 | 0.014 | 0.013 | KG | 0.005 | CDM | 310 | 160 | 0.1 | MM | 84039090
8738656523 | Label - valve ECPW | Label - valve ECPW | Aufkleber - Ventil ECPW | Label - valve ECPW | 10 | 3.52 | 4062321333041 | 0.015 | 0.014 | KG | 0.05 | CDM | 310 | 160 | 1 | MM | 84039090
8738656525 | Hose connector ¼"x¾" ECPW | Hose connector ¼"x¾" ECPW | Schlauchstutzen ¼"x¾" ECPW | Hose connector ¼"x¾" ECPW | 20 | 20.5 | 4062321333065 | 0.068 | 0.059 | KG | 0.022 | CDM | 30 | 27 | 27 | MM | 84039090
8738656527 | Manifold ECPW | Manifold ECPW | Krümmer ECPW | Manifold ECPW | 41 | 160.45 | 4062321333089 | 0.457 | 0.456 | KG | 0.705 | CDM | 155 | 70 | 65 | MM | 84039090
8738656529 | Hose clamp spring Ø30 ECPW | Hose clamp spring Ø30 ECPW | Schlauchschelle Federband Ø30 ECPW | Hose clamp spring Ø30 ECPW | 10 | 3.52 | 4062321333102 | 0.03 | 0.013 | KG | 0.008 | CDM | 40 | 30 | 7 | MM | 84039090
8738656530 | O-ring Ø340x4 Viton ECPW | O-ring Ø340x4 Viton ECPW | O-Ring Ø340x4 Viton ECPW | O-ring Ø340x4 Viton ECPW | 24 | 29.93 | 4062321333119 | 0.03 | 0.026 | KG | 0.013 | CDM | 530 | 5 | 5 | MM | 39269097
8738656531 | O-ring Ø380x4 Viton ECPW | O-ring Ø380x4 Viton ECPW | O-Ring Ø380x4 Viton ECPW | O-ring Ø380x4 Viton ECPW | 24 | 29.93 | 4062321333126 | 0.03 | 0.029 | KG | 0.015 | CDM | 600 | 5 | 5 | MM | 39269097
8738656532 | Insulation, Storage Tank 500l ECPW | Insulation, Storage Tank 500l ECPW | Isolierung, Wärmespeicher 500L ECPW | Insulation, Storage Tank 500l ECPW | 58 | 680.95 | 4062321333133 | 42 | 14 | KG | 2080.8 | CDM | 1020 | 1020 | 2000 | MM | 84039090
8738656535 | Retaining clip DN6 w/Silicone ECPW | Retaining clip DN6 w/Silicone ECPW | Rohrschelle DN6 m/Silikon ECPW | Retaining clip DN6 w/Silicone ECPW | 10 | 3.52 | 4062321333164 | 0.05 | 0.008 | KG | 0.001 | CDM | 27 | 20 | 2 | MM | 84039090
8738656536 | Jacket, Storage Tank 500l ECPW | Jacket, Storage Tank 500l ECPW | Mantel, Wärmespeicher 500L ECPW | Jacket, Storage Tank 500l ECPW | 39 | 132.96 | 4062321333171 | 5 | 2.2 | KG | 33.3 | CDM | 1850 | 150 | 120 | MM | 84039090
8738656547 | Hose clamp Ø13 ECPW | Hose clamp Ø13 ECPW | Schlauchschelle Federband Ø13 ECPW | Hose clamp Ø13 ECPW | 10 | 3.52 | 4062321333287 | 0.01 | 0.003 | KG | 0.005 | CDM | 28 | 14 | 12 | MM | 84039090
8738656550 | Seal Ø18,5x12 ECPW | Seal Ø18,5x12 ECPW | Dichtung Ø18,5x12 ECPW | Seal Ø18,5x12 ECPW | 10 | 3.52 | 4062321333317 | 0.014 | 0.01 | KG | 0.001 | CDM | 18 | 18 | 2 | MM | 84039090
8738656551 | External exhaust heat exchange ECPW | External exhaust heat exchange ECPW | Externer Abgaswärmetauscher ECPW | External exhaust heat exchange ECPW | 77 | 1766.39 | 4062321333324 | 41 | 14.5 | KG | 105.985 | CDM | 410 | 470 | 550 | MM | 84039090
8738656552 | Seal-oil, front cover ECPW | Seal-oil, front cover ECPW | Dichtung-Öl, Frontabdeckung ECPW | Seal-oil, front cover ECPW | 37 | 112.45 | 4062321333331 | 0.028 | 0.027 | KG | 0.049 | CDM | 70 | 70 | 10 | MM | 84039090
8738656557 | Gasket, gas intake engine ECPW | Gasket, gas intake engine ECPW | Dichtung, Gaszufuhr Motor ECPW | Gasket, gas intake engine ECPW | 10 | 3.52 | 4062321333386 | 0.014 | 0.01 | KG | 0.003 | CDM | 70 | 40 | 1 | MM | 84039090
8738656559 | Expansion vessel 8l. ECPW | Expansion vessel 8l. ECPW | Kühlwasserausgleichsbeh. 8l. ECPW | Expansion vessel 8l. ECPW | 39 | 132.96 | 4062321333409 | 1.225 | 1.22 | KG | 15.912 | CDM | 300 | 400 | 170 | MM | 84039090
8738656560 | Expansion vessel 8,5l. ECPW | Expansion vessel 8,5l. ECPW | Kühlwasserausgleichsbeh. 8,5l. ECPW | Expansion vessel 8,5l. ECPW | 42 | 182.04 | 4062321333416 | 0.842 | 0.841 | KG | 10.56 | CDM | 150 | 220 | 320 | MM | 84039090
8738656563 | XRGI Engine Oil GD 447, 10l. ECPW | XRGI Engine Oil GD 447, 10l. ECPW | XRGI Engine Oil GD 447, 10L. ECPW | XRGI Engine Oil GD 447, 10l. ECPW | 38 | 122.17 | 4062321333447 | 8.6 | 8.25 | KG | 14.4 | CDM | 410 | 260 | 340 | MM | 84039090
8738656572 | Catalyst XRGI 9 ECPW | Catalyst XRGI 9 ECPW | Katalysator XRGI 9 ECPW | Catalyst XRGI 9 ECPW | 75 | 1604.6 | 4062321333539 | 1.522 | 1.521 | KG | 3.881 | CDM | 125 | 135 | 230 | MM | 84039090 | Wijziging prijsgroep / Changer de groupe de prix !
8738656574 | Washer SS Ø6.4x17x3 ECPW | Washer SS Ø6.4x17x3 ECPW | Scheibe SS Ø6,4x17x3 ECPW | Washer SS Ø6.4x17x3 ECPW | 10 | 3.52 | 4062321333553 | 0.01 | 0.004 | KG | 0.001 | CDM | 17 | 17 | 2 | MM | 84039090
8738656578 | O-ring ø8x2 EPDM 70 PC ECPW | O-ring ø8x2 EPDM 70 PC ECPW | O-Ring ø8x2 EPDM 70 PC ECPW | O-ring ø8x2 EPDM 70 PC ECPW | 10 | 3.52 | 4062321333591 | 0.008 | 0.004 | KG | 0.432 | CCM | 12 | 12 | 3 | MM | 40169300
8738656581 | Gasket top f/M000411 ECPW | Gasket top f/M000411 ECPW | Dichtung oben f/M000411 ECPW | Gasket top f/M000411 ECPW | 21 | 22.92 | 4062321333621 | 0.1 | 0.02 | KG | 0.032 | CDM | 230 | 70 | 2 | MM | 84039090
8738656588 | Circuit Breaker 6A 3P+N ECPW | Circuit Breaker 6A 3P+N ECPW | Schutzschalter 6A 3P+N ECPW | Circuit Breaker 6A 3P+N ECPW | 34 | 87.65 | 4062321333690 | 0.435 | 0.434 | KG | 0.446 | CDM | 70 | 85 | 75 | MM | 84039090
8738656593 | Power supply XRGI 13/15 ECPW | Power supply XRGI 13/15 ECPW | Stromversorgung XRGI 13/15 ECPW | Power supply XRGI 13/15 ECPW | 39 | 132.96 | 4062321333744 | 0.145 | 0.142 | KG | 0.231 | CDM | 110 | 70 | 40 | MM | 84039090
8738656594 | Soft Starter XRGI 15 ECPW | Soft Starter XRGI 15 ECPW | Sanftanlasser XRGI 15 ECPW | Soft Starter XRGI 15 ECPW | 70 | 1287.73 | 4062321333751 | 1.5 | 0.958 | KG | 2.754 | CDM | 185 | 175 | 90 | MM | 84039090
8738656598 | Handle red/yellow on-off ECPW | Handle red/yellow on-off ECPW | Drehgriff rot/gelb on-off ECPW | Handle red/yellow on-off ECPW | 21 | 22.92 | 4062321333799 | 0.1 | 0.062 | KG | 0.088 | CDM | 50 | 50 | 35 | MM | 84039090
8738656601 | Soft Starter XRGI 20 ECPW | Soft Starter XRGI 20 ECPW | Sanftanlasser XRGI 20 ECPW | Soft Starter XRGI 20 ECPW | 81 | 2143.96 | 4062321333829 | 3.315 | 3.314 | KG | 8.82 | CDM | 300 | 210 | 140 | MM | 84039090 | Wijziging prijsgroep / Changer de groupe de prix !
8738656605 | Soft Starter - XRGI 13, 17 ECPW | Soft Starter - XRGI 13, 17 ECPW | Sanftanlasser - XRGI 13, 17 ECPW | Soft Starter - XRGI 13, 17 ECPW | 69 | 1240.52 | 4062321333867 | 1.172 | 1.158 | KG | 2.091 | CDM | 195 | 165 | 65 | MM | 84039090
8738656608 | Contactor 20KVAR/400V 230VAC ECPW | Contactor 20KVAR/400V 230VAC ECPW | Schütz 20KVAR/400V 230VAC ECPW | Contactor 20KVAR/400V 230VAC ECPW | 41 | 160.45 | 4062321333898 | 0.7 | 0.661 | KG | 1.8 | CDM | 200 | 150 | 60 | MM | 84039090
8738656611 | Heat Control PCB Q40/50/60 ECPW | Heat Control PCB Q40/50/60 ECPW | WV-Steuerplatine Q40/50/60 ECPW | Heat Control PCB Q40/50/60 ECPW | 59 | 728.13 | 4062321333928 | 0.346 | 0.345 | KG | 3.24 | CDM | 350 | 235 | 140 | MM | 84039090 | Wijziging prijsgroep / Changer de groupe de prix !
8738656612 | Connector Print Q40,50,60 ECPW | Connector Print Q40,50,60 ECPW | Connector Platine Q40,50,60 ECPW | Connector Print Q40,50,60 ECPW | 41 | 160.45 | 4062321333935 | 0.5 | 0.124 | KG | 0.576 | CDM | 60 | 60 | 160 | MM | 84039090
8738656617 | Keypad iQ10 ECPW | Keypad iQ10 ECPW | Tastatur iQ10 ECPW | Keypad iQ10 ECPW | 35 | 95.06 | 4062321333980 | 0.031 | 0.03 | KG | 0.043 | CDM | 215 | 200 | 1 | MM | 84039090
8738656622 | UPS unit XRGI 13 ECPW | UPS unit XRGI 13 ECPW | USV-Einheit für XRGI 13 ECPW | UPS unit XRGI 13 ECPW | 44 | 222.48 | 4062321334031 | 0.5 | 0.195 | KG | 1.235 | CDM | 50 | 130 | 190 | MM | 84039090
8738656623 | Cable gas safety 230V ECPW | Cable gas safety 230V ECPW | Kabel Gassicherheit 230V ECPW | Cable gas safety 230V ECPW | 10 | 3.52 | 4062321334048 | 0.013 | 0.012 | KG | 0.016 | CDM | 320 | 10 | 5 | MM | 84039090
8738656625 | Cable f. vacuum switch 760mm ECPW | Cable f. vacuum switch 760mm ECPW | Kabel f. Vacuumwächter 760mm ECPW | Cable f. vacuum switch 760mm ECPW | 14 | 9.38 | 4062321334062 | 0.031 | 0.03 | KG | 0.019 | CDM | 200 | 160 | 6 | MM | 84039090
8738656628 | Cable gas safety 12V ECPW | Cable gas safety 12V ECPW | Kabel Gassicherheit 12V ECPW | Cable gas safety 12V ECPW | 10 | 3.52 | 4062321334093 | 0.012 | 0.011 | KG | 0.039 | CDM | 95 | 150 | 5 | MM | 84039090
8738656633 | Harness, Water temp. switch ECPW | Harness, Water temp. switch ECPW | Kabelbaum Wasser Temp.schalter ECPW | Harness, Water temp. switch ECPW | 10 | 3.52 | 4062321334147 | 0.1 | 0.012 | KG | 0.042 | CDM | 280 | 10 | 15 | MM | 84039090
8738656634 | Harness, Exhaust temp. switch ECPW | Harness, Exhaust temp. switch ECPW | Kabelbaum Abgas Temp.schalter ECPW | Harness, Exhaust temp. switch ECPW | 10 | 3.52 | 4062321334154 | 0.1 | 0.012 | KG | 0.042 | CDM | 280 | 10 | 15 | MM | 84039090
8738656635 | Harness, Cabinet temp. switch ECPW | Harness, Cabinet temp. switch ECPW | Kabelb. Kabinett Temp.schalter ECPW | Harness, Cabinet temp. switch ECPW | 10 | 3.52 | 4062321334161 | 0.1 | 0.012 | KG | 0.056 | CDM | 280 | 20 | 10 | MM | 84039090
8738656636 | Cable bushing TET 10-14 ECPW | Cable bushing TET 10-14 ECPW | Kabeldurchführung TET 10-14 ECPW | Cable bushing TET 10-14 ECPW | 10 | 3.52 | 4062321334178 | 0.1 | 0.008 | KG | 0.019 | CDM | 29 | 29 | 22 | MM | 84039090
8738656637 | Power Supply, 100W, 24 VDC ECPW | Power Supply, 100W, 24 VDC ECPW | Stromversorgung 100W, 24 VDC ECPW | Power Supply, 100W, 24 VDC ECPW | 31 | 66.74 | 4062321334185 | 2 | 0.562 | KG | 0.714 | CDM | 168 | 105 | 42 | MM | 84039090
8738656638 | Central Control PCB, HW 4.00 ECPW | Central Control PCB, HW 4.00 ECPW | Displayplatine, HW 4.00 ECPW | Central Control PCB, HW 4.00 ECPW | 56 | 585.2 | 4062321334192 | 0.415 | 0.41 | KG | 2.898 | CDM | 350 | 240 | 140 | MM | 84039090
8738656640 | Gasket exhaust D60 ECPW | Gasket exhaust D60 ECPW | Lippendichtung D60 ECPW | Gasket exhaust D60 ECPW | 21 | 22.92 | 4062321334215 | 0.01 | 0.009 | KG | 0.049 | CDM | 70 | 70 | 10 | MM | 84039090
8738656643 | Cable bushing DA 200/280/15 ECPW | Cable bushing DA 200/280/15 ECPW | Kabeleinführung DA200/280/15 ECPW | Cable bushing DA 200/280/15 ECPW | 10 | 3.52 | 4062321334246 | 0.012 | 0.011 | KG | 0.013 | CDM | 35 | 35 | 11 | MM | 84039090
8738656644 | Bolt M6x12 - Hex drive ECPW | Bolt M6x12 - Hex drive ECPW | Bolzen M6x12 - Innensechskant ECPW | Bolt M6x12 - Hex drive ECPW | 10 | 3.52 | 4062321334253 | 0.1 | 0.005 | KG | 0.002 | CDM | 18 | 10 | 10 | MM | 73181582
8738656648 | Safety box ECPW | Safety box ECPW | Sicherheitsbox ECPW | Safety box ECPW | 33 | 80.64 | 4062321334291 | 0.242 | 0.2 | KG | 0.761 | CDM | 130 | 130 | 45 | MM | 84039090
8738656650 | Cable tie BT3S MO steel ECPW | Cable tie BT3S MO steel ECPW | Kabelbinder BT3S-MO Stahl ECPW | Cable tie BT3S MO steel ECPW | 10 | 3.52 | 4062321334314 | 0.259 | 0.258 | KG | 1.44 | CDM | 400 | 120 | 30 | MM | 84039090
8738656651 | Cable tie BT1.5I-CO 155mm ECPW | Cable tie BT1.5I-CO 155mm ECPW | Kabelbinder BT1.5I-CO 155mm ECPW | Cable tie BT1.5I-CO 155mm ECPW | 10 | 3.52 | 4062321334321 | 0.1 | 0.06 | KG | 0.684 | CDM | 190 | 120 | 30 | MM | 84039090
8738656653 | Contaktor 11kW 100-250V ECPW | Contaktor 11kW 100-250V ECPW | Schütz 11kW 100-250V ECPW | Contaktor 11kW 100-250V ECPW | 42 | 182.04 | 4062321334345 | 0.39 | 0.388 | KG | 0.387 | CDM | 100 | 86 | 45 | MM | 84039090 | Wijziging prijsgroep / Changer de groupe de prix !
8738656655 | Auxiliary Contact / 01ELU1586 ECPW | Auxiliary Contact / 01ELU1586 ECPW | Hilfskontakt / 01ELU1586 ECPW | Auxiliary Contact / 01ELU1586 ECPW | 20 | 20.5 | 4062321334369 | 0.042 | 0.041 | KG | 0.071 | CDM | 70 | 60 | 17 | MM | 84039090
8738656656 | Service kit XRGI® 15 ECPW | Service kit XRGI® 15 ECPW | Wartungs-Kit XRGI® 15 ECPW | Service kit XRGI® 15 ECPW | 65 | 1024.8 | 4062321334376 | 58 | 49.3 | KG | 101.504 | CDM | 600 | 800 | 755 | MM | 84039090
8738656657 | Flex pipe kit PTFE XRGI 15 ECPW | Flex pipe kit PTFE XRGI 15 ECPW | Abgasflexrohr-Kit PTFE XRGI 15 ECPW | Flex pipe kit PTFE XRGI 15 ECPW | 51 | 384.3 | 4062321334383 | 3 | 2.262 | KG | 29.16 | CDM | 450 | 360 | 180 | MM | 84039090
8738656658 | Exhaust flex pipe,steel XRGI13 ECPW | Exhaust flex pipe,steel XRGI13 ECPW | Abgasflexrohr Stahl XRGI 13 ECPW | Exhaust flex pipe,steel XRGI13 ECPW | 48 | 314.16 | 4062321334390 | 2.001 | 2 | KG | 25.2 | CDM | 450 | 350 | 160 | MM | 84039090
8738656659 | Fluegas heat exch. kit XRGI 15 ECPW | Fluegas heat exch. kit XRGI 15 ECPW | Abgaswärmetauscher-Kit XRGI 15 ECPW | Fluegas heat exch. kit XRGI 15 ECPW | 81 | 2143.96 | 4062321334406 | 50 | 42.5 | KG | 153.6 | CDM | 600 | 800 | 320 | MM | 84039090
8738656663 | Safety valve kit, 2,5 bar ECPW | Safety valve kit, 2,5 bar ECPW | Sicherheitsventil-Kit, 2,5 bar ECPW | Safety valve kit, 2,5 bar ECPW | 36 | 102.88 | 4062321334444 | 0.6 | 0.5 | KG | 7.13 | CDM | 310 | 230 | 100 | MM | 84814090
8738656665 | Gas Train Kit XRGI 15 ECPW | Gas Train Kit XRGI 15 ECPW | Gasstrasse-Kit XRGI 15 ECPW | Gas Train Kit XRGI 15 ECPW | 56 | 585.2 | 4062321334468 | 2.3 | 2.204 | KG | 13.824 | CDM | 240 | 240 | 240 | MM | 84039090
8738656666 | Handle kit, XRGI 15/20 ECPW | Handle kit, XRGI 15/20 ECPW | Griff-Kit, XRGI 15/20 ECPW | Handle kit, XRGI 15/20 ECPW | 39 | 132.96 | 4062321334475 | 1.5 | 1.4 | KG | 10.64 | CDM | 760 | 200 | 70 | MM | 84039090 | Wijziging prijsgroep / Changer de groupe de prix !
8738656668 | UPS battery kit ECPW | UPS battery kit ECPW | UPS Batterie-Kit ECPW | UPS battery kit ECPW | 32 | 73.62 | 4062321334499 | 1.89 | 1.889 | KG | 7.843 | CDM | 310 | 230 | 110 | MM | 84039090
8738656669 | Exhaust pressure switch kit ECPW | Exhaust pressure switch kit ECPW | Abgasdruckschalter-Kit ECPW | Exhaust pressure switch kit ECPW | 55 | 538.01 | 4062321334505 | 1 | 0.571 | KG | 7.843 | CDM | 310 | 230 | 110 | MM | 85365080
8738656672 | Harness kit XRGI 15 ECPW | Harness kit XRGI 15 ECPW | Kabelbaum-Kit XRGI 15 ECPW | Harness kit XRGI 15 ECPW | 43 | 202.26 | 4062321334536 | 1 | 0.342 | KG | 1.6 | CDM | 150 | 100 | 80 | MM | 84039090
8738656674 | Gas Spring kit XRGI 15/20 ECPW | Gas Spring kit XRGI 15/20 ECPW | Gasfeder-Kit XRGI 15/20 ECPW | Gas Spring kit XRGI 15/20 ECPW | 41 | 160.45 | 4062321334550 | 1.272 | 1.271 | KG | 14.52 | CDM | 550 | 220 | 120 | MM | 84039090
8738656675 | Stepper motor XRGI®15/20 ECPW | Stepper motor XRGI®15/20 ECPW | Schrittmotor XRGI®15/20 ECPW | Stepper motor XRGI®15/20 ECPW | 46 | 266.98 | 4062321334567 | 0.701 | 0.7 | KG | 1.68 | CDM | 200 | 105 | 80 | MM | 84039090
8738656676 | Harness kit XRGI 13 ECPW | Harness kit XRGI 13 ECPW | Kabelbaum-Kit XRGI 13 ECPW | Harness kit XRGI 13 ECPW | 53 | 453.07 | 4062321334574 | 1.5 | 0.229 | KG | 1.52 | CDM | 190 | 100 | 80 | MM | 84039090
8738656677 | PCB Kit HD Q40/50/60 ECPW | PCB Kit HD Q40/50/60 ECPW | Platinen-Kit WV Q40/50/60 ECPW | PCB Kit HD Q40/50/60 ECPW | 58 | 680.95 | 4062321334581 | 0.871 | 0.87 | KG | 11.109 | CDM | 345 | 230 | 140 | MM | 84039090
8738656679 | Service kit XRGI® 20 ECPW | Service kit XRGI® 20 ECPW | Wartungs-Kit XRGI® 20 ECPW | Service kit XRGI® 20 ECPW | 75 | 1604.6 | 4062321334604 | 46 | 39.1 | KG | 101.504 | CDM | 600 | 800 | 760 | MM | 84039090
8738656685 | Air Pot Kit XRGI 20 ECPW | Air Pot Kit XRGI 20 ECPW | Entlüftungsgerät-Kit XRGI 20 ECPW | Air Pot Kit XRGI 20 ECPW | 45 | 244.05 | 4062321334666 | 1.011 | 1.01 | KG | 6.137 | CDM | 190 | 190 | 170 | MM | 84039090
8738656687 | Additional-service-kit XRGI®15 ECPW | Additional-service-kit XRGI®15 ECPW | Zusatz-Service-Paket XRGI®15 ECPW | Additional-service-kit XRGI®15 ECPW | 58 | 680.95 | 4062321334680 | 5.52 | 5.4 | KG | 27.846 | CDM | 455 | 360 | 170 | MM | 84039090
8738656688 | Additional-service-kit XRGI®20 ECPW | Additional-service-kit XRGI®20 ECPW | Zusatz-Service-Paket XRGI®20 ECPW | Additional-service-kit XRGI®20 ECPW | 59 | 728.13 | 4062321334697 | 5.001 | 5 | KG | 28.152 | CDM | 460 | 360 | 170 | MM | 84039090 | Wijziging prijsgroep / Changer de groupe de prix !
8738656689 | Front cover kit XRGI 15/20 ECPW | Front cover kit XRGI 15/20 ECPW | Frontdeckel Kit XRGI 15/20 ECPW | Front cover kit XRGI 15/20 ECPW | 74 | 1537.17 | 4062321334703 | 2.989 | 2.988 | KG | 28.152 | CDM | 460 | 360 | 170 | MM | 84039090 | Wijziging prijsgroep / Changer de groupe de prix !
8738656690 | Cat. mounting Kit - XRGI 20 ECPW | Cat. mounting Kit - XRGI 20 ECPW | Kat. Montagekit - XRGI 20 ECPW | Cat. mounting Kit - XRGI 20 ECPW | 41 | 160.45 | 4062321334710 | 0.96 | 0.948 | KG | 27.37 | CDM | 170 | 350 | 460 | MM | 84039090
8738656691 | Fan kit ECPW | Fan kit ECPW | Ventilator-Kit ECPW | Fan kit ECPW | 48 | 314.16 | 4062321334727 | 0.646 | 0.645 | KG | 5.335 | CDM | 335 | 245 | 65 | MM | 84039090
8738656692 | Service kit XRGI® 6 ECPW | Service kit XRGI® 6 ECPW | Wartungs-Kit XRGI® 6 ECPW | Service kit XRGI® 6 ECPW | 67 | 1125.92 | 4062321334734 | 55.2 | 46.92 | KG | 101.504 | CDM | 800 | 600 | 345 | MM | 84039090
8738656693 | Service kit XRGI® 9 ECPW | Service kit XRGI® 9 ECPW | Wartungs-Kit XRGI® 9 ECPW | Service kit XRGI® 9 ECPW | 71 | 1348.39 | 4062321334741 | 51.001 | 51 | KG | 101.504 | CDM | 600 | 800 | 770 | MM | 84039090
8738656695 | Flue gas connection kit H1T250 ECPW | Flue gas connection kit H1T250 ECPW | Abgasanschluss-Kit - H1T250 ECPW | Flue gas connection kit H1T250 ECPW | 66 | 1078.7 | 4062321334765 | 42 | 40 | KG | 576 | CDM | 600 | 800 | 1200 | MM | 84039090
8738656696 | Flue gas connection kit H1T120 ECPW | Flue gas connection kit H1T120 ECPW | Abgasanschluss-Kit - H1T120 ECPW | Flue gas connection kit H1T120 ECPW | 72 | 1402.35 | 4062321334772 | 41 | 16.5 | KG | 288 | CDM | 600 | 400 | 1200 | MM | 84039090
8738656699 | Soft starter T01-04 - iQ15 ECPW | Soft starter T01-04 - iQ15 ECPW | Sanftanlasser T01-04 - iQ15 ECPW | Soft starter T01-04 - iQ15 ECPW | 71 | 1348.39 | 4062321334802 | 1.3 | 1.262 | KG | 8.184 | CDM | 310 | 240 | 110 | MM | 84039090
8738656700 | Soft starter T05-> - iQ15 ECPW | Soft starter T05-> - iQ15 ECPW | Sanftanlasser T05-> - iQ15 ECPW | Soft starter T05-> - iQ15 ECPW | 71 | 1348.39 | 4062321334819 | 1.4 | 1.298 | KG | 6.8 | CDM | 200 | 200 | 170 | MM | 84039090
8738656701 | Soft starter T04-> - iQ20 ECPW | Soft starter T04-> - iQ20 ECPW | Sanftanlasser T04-> - iQ20 ECPW | Soft starter T04-> - iQ20 ECPW | 81 | 2143.96 | 4062321334826 | 4.024 | 4.023 | KG | 22.77 | CDM | 220 | 230 | 450 | MM | 84039090 | Wijziging prijsgroep / Changer de groupe de prix !
8738656704 | Service kit wo/oil XRGI®15 ECPW | Service kit wo/oil XRGI®15 ECPW | Wartungs-Kit o/Öl XRGI®15 ECPW | Service kit wo/oil XRGI®15 ECPW | 52 | 416.66 | 4062321334857 | 41 | 20 | KG | 98.28 | CDM | 630 | 260 | 600 | MM | 84039090
8738656707 | Compensator kit ECPW | Compensator kit ECPW | Kompensator-Kit ECPW | Compensator kit ECPW | 41 | 160.45 | 4062321334888 | 1.127 | 1.126 | KG | 1.179 | CDM | 16 | 234 | 315 | MM | 84039090
8738656708 | Display board conv. kit, iQ15 ECPW | Display board conv. kit, iQ15 ECPW | Displaypl.-Umrüst-Kit, iQ15 ECPW | Display board conv. kit, iQ15 ECPW | 61 | 815.79 | 4062321334895 | 1.52 | 1.492 | KG | 11.76 | CDM | 140 | 240 | 350 | MM | 84039090
8738656710 | Hose-Kit XRGI 15 ECPW | Hose-Kit XRGI 15 ECPW | Schlauch-Kit XRGI 15 ECPW | Hose-Kit XRGI 15 ECPW | 45 | 244.05 | 4062321334918 | 2.935 | 2.494 | KG | 28.152 | CDM | 440 | 355 | 175 | MM | 84039090
8738656712 | Fibre Sealing Washers 1" HD ECPW | Fibre Sealing Washers 1" HD ECPW | Dichtung 1" WV ECPW | Fibre Sealing Washers 1" HD ECPW | 10 | 3.52 | 4062321334932 | 0.024 | 0.02 | KG | 0.004 | CDM | 30 | 30 | 2 | MM | 68151300
8738656713 | Timing chain case gasket ECPW | Timing chain case gasket ECPW | Kettenkastendichtung ECPW | Timing chain case gasket ECPW | 35 | 95.06 | 4062321334949 | 0.3 | 0.007 | KG | 0.065 | CDM | 270 | 240 | 1 | MM | 68151300
8738656718 | Bolt M10x16 - Hex head cap ECPW | Bolt M10x16 - Hex head cap ECPW | Bolzen M10x16 - Sechskant ECPW | Bolt M10x16 - Hex head cap ECPW | 10 | 3.52 | 4062321334994 | 0.201 | 0.2 | KG | 0.008 | CDM | 22 | 19 | 19 | MM | 73181582
8738656724 | Fiber Gasket 5/4" ECPW | Fiber Gasket 5/4" ECPW | Faserdichtung 5/4" ECPW | Fiber Gasket 5/4" ECPW | 11 | 4.79 | 4062321335052 | 0.004 | 0.003 | KG | 0.004 | CDM | 38 | 38 | 3 | MM | 68151300
8738656727 | Fiber Gasket 1" ECPW | Fiber Gasket 1" ECPW | Faserdichtung 1" ECPW | Fiber Gasket 1" ECPW | 10 | 3.52 | 4062321335083 | 0.014 | 0.01 | KG | 0.002 | CDM | 30 | 30 | 2 | MM | 84039090
8738656728 | Washer - M10 ECPW | Washer - M10 ECPW | Scheibe - M10 ECPW | Washer - M10 ECPW | 10 | 3.52 | 4062321335090 | 0.1 | 0.003 | KG | 0.001 | CDM | 20 | 20 | 2 | MM | 84039090
8738656732 | Gasket, coolant cylinder ECPW | Gasket, coolant cylinder ECPW | Dichtung, Kühlm. Zylinderkopf ECPW | Gasket, coolant cylinder ECPW | 10 | 3.52 | 4062321335137 | 0.01 | 0.003 | KG | 0.004 | CDM | 80 | 45 | 1 | MM | 84039090
8738656737 | O-ring, Ø44x3 ECPW | O-ring, Ø44x3 ECPW | O-Ring, Ø44x3 ECPW | O-ring, Ø44x3 ECPW | 10 | 3.52 | 4062321335182 | 0.003 | 0.002 | KG | 0.008 | CDM | 50 | 60 | 3 | MM | 40169300
8738656738 | O-ring Ø45x4 ECPW | O-ring Ø45x4 ECPW | O-Ring Ø45x4 ECPW | O-ring Ø45x4 ECPW | 10 | 3.52 | 4062321335199 | 0.1 | 0.003 | KG | 0.012 | CDM | 55 | 55 | 4 | MM | 40169300
8738656739 | O-ring Ø18x2,5 ECPW | O-ring Ø18x2,5 ECPW | O-Ring Ø18x2,5 ECPW | O-ring Ø18x2,5 ECPW | 10 | 3.52 | 4062321335205 | 0.003 | 0.002 | KG | 0.001 | CDM | 45 | 30 | 3 | MM | 40169300
8738656740 | O-ring Ø22x2 ECPW | O-ring Ø22x2 ECPW | O-Ring Ø22x2 ECPW | O-ring Ø22x2 ECPW | 10 | 3.52 | 4062321335212 | 0.054 | 0.05 | KG | 0.001 | CDM | 25 | 25 | 2 | MM | 40169300
8738656741 | O-ring Ø25x2,62 ECPW | O-ring Ø25x2,62 ECPW | O-Ring Ø25x2,62 ECPW | O-ring Ø25x2,62 ECPW | 10 | 3.52 | 4062321335229 | 0.014 | 0.01 | KG | 0.003 | CDM | 30 | 30 | 3 | MM | 40169300
8738656742 | O-ring Ø15x2 ECPW | O-ring Ø15x2 ECPW | O-Ring Ø15x2 ECPW | O-ring Ø15x2 ECPW | 10 | 3.52 | 4062321335236 | 0.014 | 0.01 | KG | 0.001 | CDM | 20 | 20 | 2 | MM | 40169300
8738656743 | O-ring Ø50x3 ECPW | O-ring Ø50x3 ECPW | O-Ring Ø50x3 ECPW | O-ring Ø50x3 ECPW | 10 | 3.52 | 4062321335243 | 0.009 | 0.005 | KG | 0.01 | CDM | 58 | 58 | 3 | MM | 40169300
8738656744 | O-ring Ø34x3 ECPW | O-ring Ø34x3 ECPW | O-Ring Ø34x3 ECPW | O-ring Ø34x3 ECPW | 10 | 3.52 | 4062321335250 | 0.014 | 0.01 | KG | 0.005 | CDM | 40 | 40 | 3 | MM | 40169300
8738656745 | O-ring Ø37x3 ECPW | O-ring Ø37x3 ECPW | O-Ring Ø37x3 ECPW | O-ring Ø37x3 ECPW | 10 | 3.52 | 4062321335267 | 0.014 | 0.01 | KG | 0.005 | CDM | 42 | 42 | 3 | MM | 40169300
8738656747 | O-ring Ø35x5 ECPW | O-ring Ø35x5 ECPW | O-Ring Ø35x5 ECPW | O-ring Ø35x5 ECPW | 10 | 3.52 | 4062321335281 | 0.006 | 0.005 | KG | 0.01 | CDM | 45 | 45 | 5 | MM | 40169300
8738656748 | O-ring Ø12x2 ECPW | O-ring Ø12x2 ECPW | O-Ring Ø12x2 ECPW | O-ring Ø12x2 ECPW | 10 | 3.52 | 4062321335298 | 0.014 | 0.01 | KG | 0.45 | CCM | 15 | 15 | 2 | MM | 40169300
8738656749 | O-ring Ø33,00x2,62 ECPW | O-ring Ø33,00x2,62 ECPW | O-ring Ø33,00x2,62 ECPW | O-ring Ø33,00x2,62 ECPW | 10 | 3.52 | 4062321335304 | 0.014 | 0.01 | KG | 0.004 | CDM | 37 | 37 | 3 | MM | 40169300
8738656750 | Bolt M8x16 - Hex head cap ECPW | Bolt M8x16 - Hex head cap ECPW | Bolzen M8x16 - Sechskant ECPW | Bolt M8x16 - Hex head cap ECPW | 10 | 3.52 | 4062321335311 | 0.1 | 0.011 | KG | 0.005 | CDM | 21 | 15 | 15 | MM | 73181582
8738656751 | O-ring Ø10,5 x 2,5 ECPW | O-ring Ø10,5 x 2,5 ECPW | O-Ring Ø10,5 x 2,5 ECPW | O-ring Ø10,5 x 2,5 ECPW | 10 | 3.52 | 4062321335328 | 0.014 | 0.01 | KG | 0.392 | CCM | 15 | 15 | 2 | MM | 40169300
8738656752 | O-ring Ø34,3x3,0 ECPW | O-ring Ø34,3x3,0 ECPW | O-Ring Ø34,3x3,0 ECPW | O-ring Ø34,3x3,0 ECPW | 10 | 3.52 | 4062321335335 | 0.014 | 0.01 | KG | 0.003 | CDM | 2 | 40 | 40 | MM | 40169300
8738656753 | Washer - M6 ECPW | Washer - M6 ECPW | Scheibe - M6 ECPW | Washer - M6 ECPW | 10 | 3.52 | 4062321335342 | 0.014 | 0.01 | KG | 0.288 | CCM | 12 | 12 | 2 | MM | 84039090
8738656754 | Bolt M6x16 - Hex head cap ECPW | Bolt M6x16 - Hex head cap ECPW | Bolzen M6x16 - Sechskant ECPW | Bolt M6x16 - Hex head cap ECPW | 10 | 3.52 | 4062321335359 | 0.1 | 0.005 | KG | 0.002 | CDM | 20 | 11 | 11 | MM | 73181582
8738656756 | Washer - M4 ECPW | Washer - M4 ECPW | Scheibe - M4 ECPW | Washer - M4 ECPW | 10 | 3.52 | 4062321335373 | 0.014 | 0.01 | KG | 0.081 | CCM | 9 | 9 | 1 | MM | 84039090
8738656757 | Hose Ø9, 5x3, 2 - Silicon ECPW | Hose Ø9, 5x3, 2 - Silicon ECPW | Schlauch Ø9,5x3,2 - Silikon ECPW | Hose Ø9, 5x3, 2 - Silicon ECPW | 26 | 36.29 | 4062321335380 | 0.5 | 0.14 | KG | 1.169 | CDM | 205 | 190 | 30 | MM | 84039090
8738656758 | Hose Oil Cooler Out ECPW | Hose Oil Cooler Out ECPW | Schlauch, Ölkühler Rücklauf ECPW | Hose Oil Cooler Out ECPW | 37 | 112.45 | 4062321335397 | 0.2 | 0.159 | KG | 2.112 | CDM | 395 | 220 | 20 | MM | 84039090 | Wijziging prijsgroep / Changer de groupe de prix !
8738656760 | Coolant hose - out of engine ECPW | Coolant hose - out of engine ECPW | Kühlerschlauch - aus Motor ECPW | Coolant hose - out of engine ECPW | 23 | 27.22 | 4062321335410 | 0.5 | 0.427 | KG | 0.975 | CDM | 390 | 55 | 55 | MM | 84039090
8738656761 | Coolant hose -out of generator ECPW | Coolant hose -out of generator ECPW | Kühlerschlauch -aus Generator ECPW | Coolant hose -out of generator ECPW | 18 | 16.32 | 4062321335427 | 0.5 | 0.227 | KG | 0.6 | CDM | 240 | 45 | 45 | MM | 84039090
8738656766 | Hose, water out of manifold ECPW | Hose, water out of manifold ECPW | Schlauch - Wasser vom Krümmer ECPW | Hose, water out of manifold ECPW | 11 | 4.79 | 4062321335472 | 0.5 | 0.038 | KG | 0.049 | CDM | 250 | 14 | 14 | MM | 84039090
8738656772 | Coolant hose - into manifold ECPW | Coolant hose - into manifold ECPW | Kühlerschlauch - zum Krümmer ECPW | Coolant hose - into manifold ECPW | 18 | 16.32 | 4062321335533 | 0.3 | 0.288 | KG | 1.495 | CDM | 230 | 130 | 50 | MM | 84039090
8738656776 | Bolt M4x16 - Hex drive ECPW | Bolt M4x16 - Hex drive ECPW | Bolzen M4x16 - Innensechskant ECPW | Bolt M4x16 - Hex drive ECPW | 10 | 3.52 | 4062321335571 | 0.1 | 0.002 | KG | 0.001 | CDM | 20 | 7 | 7 | MM | 73181582
8738656778 | Air hose - intake ECPW | Air hose - intake ECPW | Luftansaugschlauch ECPW | Air hose - intake ECPW | 29 | 53.54 | 4062321335595 | 0.5 | 0.121 | KG | 0.256 | CDM | 170 | 40 | 40 | MM | 84039090
8738656780 | Levelling foot ECPW | Levelling foot ECPW | Maschinenfuß ECPW | Levelling foot ECPW | 29 | 53.54 | 4062321335618 | 0.6 | 0.539 | KG | 1.088 | CDM | 170 | 80 | 80 | MM | 84039090
8738656781 | M20 Hexagon nut ECPW | M20 Hexagon nut ECPW | M20 Sechskantmutter ECPW | M20 Hexagon nut ECPW | 10 | 3.52 | 4062321335625 | 0.07 | 0.055 | KG | 0.016 | CDM | 14 | 34 | 34 | MM | 73181699
8738656782 | Dipstick XRGI 6/9 ECPW | Dipstick XRGI 6/9 ECPW | Ölpeilstab XRGI 6/9 ECPW | Dipstick XRGI 6/9 ECPW | 34 | 87.65 | 4062321335632 | 0.2 | 0.126 | KG | 1.862 | CDM | 70 | 70 | 380 | MM | 84039090 | Wijziging prijsgroep / Changer de groupe de prix !
8738656785 | Oil Pressure Switch ECPW | Oil Pressure Switch ECPW | Öldruckschalter ECPW | Oil Pressure Switch ECPW | 33 | 80.64 | 4062321335663 | 0.042 | 0.04 | KG | 0.11 | CDM | 55 | 20 | 15 | MM | 85365080
8738656799 | Spark plugs, 3 pcs - 3 Cyl. ECPW | Spark plugs, 3 pcs - 3 Cyl. ECPW | Zündkerzen, 3 Stck. - 3 Zyl. ECPW | Spark plugs, 3 pcs - 3 Cyl. ECPW | 44 | 222.48 | 4062321335809 | 0.201 | 0.2 | KG | 1.61 | CDM | 230 | 140 | 50 | MM | 84039090
8738656802 | Spring Band Hose Clamp Ø50 ECPW | Spring Band Hose Clamp Ø50 ECPW | Schlauchschelle Federband Ø50 ECPW | Spring Band Hose Clamp Ø50 ECPW | 23 | 27.22 | 4062321335830 | 0.038 | 0.037 | KG | 0.088 | CDM | 80 | 55 | 20 | MM | 84039090
8738656807 | Gassupplyhose ½" DVGW XRGI 6/9 ECPW | Gassupplyhose ½" DVGW XRGI 6/9 ECPW | Gasschlauch ½" DVGW XRGI 6/9 ECPW | Gassupplyhose ½" DVGW XRGI 6/9 ECPW | 35 | 95.06 | 4062321335885 | 0.5 | 0.425 | KG | 0.613 | CDM | 300 | 300 | 45 | MM | 84039090
8738656810 | Hose - oil tank top ECPW | Hose - oil tank top ECPW | Schlauch - Öltank oben ECPW | Hose - oil tank top ECPW | 29 | 53.54 | 4062321335915 | 0.146 | 0.136 | KG | 0.38 | CDM | 345 | 50 | 20 | MM | 84039090
8738656821 | Ignition Cable XRGI 13/15/20 ECPW | Ignition Cable XRGI 13/15/20 ECPW | Zündkabel XRGI 13/15/20 ECPW | Ignition Cable XRGI 13/15/20 ECPW | 32 | 73.62 | 4062321336028 | 0.054 | 0.051 | KG | 1.288 | CDM | 235 | 40 | 40 | MM | 84039090
8738656823 | Bolt M8x16 - Hex drive ECPW | Bolt M8x16 - Hex drive ECPW | Bolzen M8x16 - Innensechskant ECPW | Bolt M8x16 - Hex drive ECPW | 10 | 3.52 | 4062321336042 | 0.1 | 0.012 | KG | 0.004 | CDM | 23 | 13 | 13 | MM | 84039090
8738656826 | Bolt M6x10 - Hex drive ECPW | Bolt M6x10 - Hex drive ECPW | Bolzen M6x10 - Innensechskant ECPW | Bolt M6x10 - Hex drive ECPW | 10 | 3.52 | 4062321336073 | 0.1 | 0.005 | KG | 0.002 | CDM | 16 | 10 | 10 | MM | 84039090
8738656829 | Nut - M8 ECPW | Nut - M8 ECPW | Muttern M8 ECPW | Nut - M8 ECPW | 10 | 3.52 | 4062321336103 | 0.1 | 0.005 | KG | 0.001 | CDM | 15 | 15 | 6 | MM | 84039090
8738656831 | Harness without sensors ECPW | Harness without sensors ECPW | Kabelbaum ohne Fühler ECPW | Harness without sensors ECPW | 41 | 160.45 | 4062321336127 | 0.162 | 0.161 | KG | 0.48 | CDM | 185 | 160 | 35 | MM | 84039090
8738656832 | Spring band hose clamp Ø32 ECPW | Spring band hose clamp Ø32 ECPW | Schlauchschelle Federband Ø32 ECPW | Spring band hose clamp Ø32 ECPW | 10 | 3.52 | 4062321336134 | 0.2 | 0.013 | KG | 0.016 | CDM | 70 | 60 | 12 | MM | 84039090
8738656833 | Clips for sensor ECPW | Clips for sensor ECPW | Clips für Fühler ECPW | Clips for sensor ECPW | 10 | 3.52 | 4062321336141 | 0.1 | 0.002 | KG | 0.002 | CDM | 20 | 20 | 7 | MM | 84039090
8738656834 | Harness - connector power ECPW | Harness - connector power ECPW | Kabelbaum - Signal ECPW | Harness - connector power ECPW | 24 | 29.93 | 4062321336158 | 1 | 0.014 | KG | 0.03 | CDM | 140 | 90 | 10 | MM | 84039090
8738656835 | Harness - Q-net connection ECPW | Harness - Q-net connection ECPW | Kabelbaum - Q-net Verbindung ECPW | Harness - Q-net connection ECPW | 30 | 59.86 | 4062321336165 | 1 | 0.042 | KG | 0.073 | CDM | 170 | 80 | 25 | MM | 84039090
8738656836 | Spring band hose clamp Ø16 ECPW | Spring band hose clamp Ø16 ECPW | Schlauchschelle Federband Ø16 ECPW | Spring band hose clamp Ø16 ECPW | 10 | 3.52 | 4062321336172 | 0.1 | 0.005 | KG | 0.006 | CDM | 11 | 18 | 28 | MM | 84039090
8738656838 | Bolt M6x20 - Hex drive ECPW | Bolt M6x20 - Hex drive ECPW | Bolzen M6x20 - Innensechskant ECPW | Bolt M6x20 - Hex drive ECPW | 10 | 3.52 | 4062321336196 | 0.1 | 0.006 | KG | 0.003 | CDM | 26 | 10 | 10 | MM | 84039090
8738656839 | Spring band hose clamp Ø22 ECPW | Spring band hose clamp Ø22 ECPW | Schlauchschelle Federband Ø22 ECPW | Spring band hose clamp Ø22 ECPW | 10 | 3.52 | 4062321336202 | 0.2 | 0.008 | KG | 0.011 | CDM | 12 | 25 | 35 | MM | 84039090
8738656843 | Spring band hose clamp Ø20 ECPW | Spring band hose clamp Ø20 ECPW | Schlauchschelle Federband Ø20 ECPW | Spring band hose clamp Ø20 ECPW | 10 | 3.52 | 4062321336240 | 0.008 | 0.007 | KG | 0.008 | CDM | 35 | 20 | 12 | MM | 84039090
8738656844 | Hose clamp Ø17-25 ECPW | Hose clamp Ø17-25 ECPW | Schlauchschelle Ø17-25 ECPW | Hose clamp Ø17-25 ECPW | 10 | 3.52 | 4062321336257 | 0.2 | 0.023 | KG | 0.016 | CDM | 13 | 31 | 39 | MM | 84039090
8738656846 | O-ring Ø14x3 ECPW | O-ring Ø14x3 ECPW | O-Ring Ø14x3 ECPW | O-ring Ø14x3 ECPW | 10 | 3.52 | 4062321336271 | 0.014 | 0.01 | KG | 0.001 | CDM | 20 | 20 | 3 | MM | 84039090
8738656852 | Gas multiblock XRGI 20 ECPW | Gas multiblock XRGI 20 ECPW | Gasmultiblock XRGI 20 ECPW | Gas multiblock XRGI 20 ECPW | 51 | 384.3 | 4062321336332 | 3 | 1.054 | KG | 0.924 | CDM | 110 | 80 | 105 | MM | 84039090
8738656855 | Oil cooler ECPW | Oil cooler ECPW | Ölkühler ECPW | Oil cooler ECPW | 62 | 876.45 | 4062321336363 | 1.075 | 1.074 | KG | 1.782 | CDM | 180 | 110 | 90 | MM | 84039090
8738656861 | Temperature switch 110° C ECPW | Temperature switch 110° C ECPW | Temperaturschalter 110° C ECPW | Temperature switch 110° C ECPW | 31 | 66.74 | 4062321336424 | 0.05 | 0.049 | KG | 0.023 | CDM | 50 | 70 | 25 | MM | 85365019
8738656864 | Sealing ring M20x24x1,5 ECPW | Sealing ring M20x24x1,5 ECPW | Dichtring M20x24x1,5 ECPW | Sealing ring M20x24x1,5 ECPW | 10 | 3.52 | 4062321336455 | 0.1 | 0.002 | KG | 0.001 | CDM | 23 | 23 | 1 | MM | 84039090
8738656865 | Timing chain cover gasket ECPW | Timing chain cover gasket ECPW | Kettendeckeldichtung ECPW | Timing chain cover gasket ECPW | 18 | 16.32 | 4062321336462 | 0.5 | 0.019 | KG | 0.045 | CDM | 280 | 160 | 1 | MM | 84039090
8738656868 | Bolt f/oil cooler ECPW | Bolt f/oil cooler ECPW | Bolzen f/Ölkühler ECPW | Bolt f/oil cooler ECPW | 25 | 32.89 | 4062321336493 | 0.138 | 0.137 | KG | 0.104 | CDM | 90 | 34 | 34 | MM | 84039090
8738656875 | Harness f/gas - XRGI 6 ECPW | Harness f/gas - XRGI 6 ECPW | Kabelbaum f/Gas - XRGI 6 ECPW | Harness f/gas - XRGI 6 ECPW | - | - | 4062321336561 | 1 | 0.219 | KG | 1.62 | CDM | 180 | 160 | 40 | MM | 84039090 | Phased out
8738656877 | Spring band hose clamp Ø23 ECPW | Spring band hose clamp Ø23 ECPW | Schlauchschelle Federband Ø23 ECPW | Spring band hose clamp Ø23 ECPW | 10 | 3.52 | 4062321336585 | 0.009 | 0.008 | KG | 0.009 | CDM | 33 | 22 | 12 | MM | 84039090
8738656881 | Coolant hose - Gener/deaerator ECPW | Coolant hose - Gener/deaerator ECPW | Kühlerschlauch-Gener/Entlüfter ECPW | Coolant hose - Gener/deaerator ECPW | 17 | 14.44 | 4062321336622 | 0.069 | 0.068 | KG | 2.025 | CDM | 270 | 125 | 60 | MM | 84039090
8738656883 | Camshaft Sensor 15/20 ECPW | Camshaft Sensor 15/20 ECPW | Nockenwellensensor 15/20 ECPW | Camshaft Sensor 15/20 ECPW | 28 | 47.73 | 4062321336646 | 0.038 | 0.036 | KG | 0.135 | CDM | 100 | 70 | 40 | MM | 84039090
8738656886 | Ignition Cable Set XRGI 6/9 ECPW | Ignition Cable Set XRGI 6/9 ECPW | Zündkabel-Set XRGI 6/9 ECPW | Ignition Cable Set XRGI 6/9 ECPW | 40 | 145.62 | 4062321336677 | 0.152 | 0.144 | KG | 2.208 | CDM | 220 | 180 | 45 | MM | 84039090
8738656888 | Pressure regulator f/LPG ECPW | Pressure regulator f/LPG ECPW | LPG Niederdruckregler ECPW | Pressure regulator f/LPG ECPW | 47 | 291.25 | 4062321336691 | 2 | 0.628 | KG | 1.815 | CDM | 150 | 110 | 110 | MM | 84039090
8738656889 | Fuse D02 20A - Blue ECPW | Fuse D02 20A - Blue ECPW | Sicherung D02 20A - Blau ECPW | Fuse D02 20A - Blue ECPW | 10 | 3.52 | 4062321336707 | 0.013 | 0.012 | KG | 0.004 | CDM | 35 | 10 | 10 | MM | 84039090
8738656891 | Fuse D01 2A - Pink ECPW | Fuse D01 2A - Pink ECPW | Sicherung D01 2A - Rosa ECPW | Fuse D01 2A - Pink ECPW | 10 | 3.52 | 4062321336721 | 0.01 | 0.006 | KG | 0.004 | CDM | 35 | 10 | 10 | MM | 85361010
8738656892 | Fuse D01 10A - Red ECPW | Fuse D01 10A - Red ECPW | Sicherung D01 10A - Rot ECPW | Fuse D01 10A - Red ECPW | 10 | 3.52 | 4062321336738 | 0.01 | 0.006 | KG | 0.004 | CDM | 35 | 10 | 10 | MM | 85361010
8738656894 | Venting screw M10x1 ECPW | Venting screw M10x1 ECPW | Entlüftungsschraube M10x1 ECPW | Venting screw M10x1 ECPW | 10 | 3.52 | 4062321336752 | 0.011 | 0.01 | KG | 0.003 | CDM | 30 | 10 | 10 | MM | 84039090
8738656896 | Hose clamp Ø15 ECPW | Hose clamp Ø15 ECPW | Schlauchschelle Federband Ø15 ECPW | Hose clamp Ø15 ECPW | 10 | 3.52 | 4062321336776 | 0.005 | 0.004 | KG | 0.005 | CDM | 28 | 15 | 12 | MM | 84039090
8738656901 | Deaeration hose 500mm ECPW | Deaeration hose 500mm ECPW | Entlüftungsschlauch 500mm ECPW | Deaeration hose 500mm ECPW | 19 | 18.48 | 4062321336820 | 0.4 | 0.075 | KG | 0.113 | CDM | 500 | 15 | 15 | MM | 84039090
8738656902 | Spring band hose clamp Ø25 ECPW | Spring band hose clamp Ø25 ECPW | Schlauchschelle Federband Ø25 ECPW | Spring band hose clamp Ø25 ECPW | 10 | 3.52 | 4062321336837 | 0.1 | 0.01 | KG | 0.011 | CDM | 70 | 60 | 12 | MM | 84039090
8738656903 | Lable, High temperatue ECPW | Lable, High temperatue ECPW | Label, Hohe Temperatur ECPW | Lable, High temperatue ECPW | 10 | 3.52 | 4062321336844 | 12.001 | 12 | KG | 0.006 | CDM | 280 | 210 | 0.1 | MM | 84039090
8738656911 | Power wrap ECPW | Power wrap ECPW | Power Wrap ECPW | Power wrap ECPW | 20 | 20.5 | 4062321336929 | 0.155 | 0.154 | KG | 2.311 | CDM | 215 | 215 | 50 | MM | 70199000
8738656912 | Cable - Valve control FM ECPW | Cable - Valve control FM ECPW | Kabel - Ventilsteuerung FM ECPW | Cable - Valve control FM ECPW | 22 | 24.96 | 4062321336936 | 0.154 | 0.153 | KG | 0.27 | CDM | 230 | 80 | 30 | MM | 84039090
8738656915 | RJ11 cable w/PT-100 sensor ECPW | RJ11 cable w/PT-100 sensor ECPW | RJ11-Kabel m/PT-100 Fühler ECPW | RJ11 cable w/PT-100 sensor ECPW | 32 | 73.62 | 4062321336967 | 0.077 | 0.076 | KG | 0.312 | CDM | 120 | 125 | 15 | MM | 84039090
8738656916 | Circulating pump Magna 2" ECPW | Circulating pump Magna 2" ECPW | Umwälzpumpe Magna 2" ECPW | Circulating pump Magna 2" ECPW | 87 | 2777.7 | 4062321336974 | 19.7 | 18 | KG | 42.57 | CDM | 330 | 300 | 430 | MM | 84039090
8738656919 | Cable - Pumpe power ECPW | Cable - Pumpe power ECPW | Kabel - Pumpenstrom ECPW | Cable - Pumpe power ECPW | 19 | 18.48 | 4062321337001 | 0.173 | 0.171 | KG | 1.472 | CDM | 230 | 80 | 80 | MM | 84039090
8738656920 | Hose clamp spring Ø21 ECPW | Hose clamp spring Ø21 ECPW | Schlauchschelle Federband Ø21 ECPW | Hose clamp spring Ø21 ECPW | 10 | 3.52 | 4062321337018 | 0.015 | 0.007 | KG | 0.004 | CDM | 31 | 20 | 7 | MM | 84039090
8738656922 | Insulation BoilerFlexHose 5/4" ECPW | Insulation BoilerFlexHose 5/4" ECPW | Isolierung Panzerschlauch 5/4" ECPW | Insulation BoilerFlexHose 5/4" ECPW | - | - | 4062321337032 | 0.181 | 0.18 | KG | 6.811 | CDM | 1390 | 70 | 70 | MM | 84039090 | Phased out
8738656924 | Bolt M4x25 - Hex drive ECPW | Bolt M4x25 - Hex drive ECPW | Bolzen M4x25 - Innensechskant ECPW | Bolt M4x25 - Hex drive ECPW | 10 | 3.52 | 4062321337056 | 0.1 | 0.003 | KG | 0.001 | CDM | 29 | 7 | 7 | MM | 73181582
8738656925 | Bolt M5x10 -Hex drive ECPW | Bolt M5x10 -Hex drive ECPW | Bolzen M5x10 - Innensechskant ECPW | Bolt M5x10 -Hex drive ECPW | 10 | 3.52 | 4062321337063 | 0.1 | 0.003 | KG | 0.001 | CDM | 15 | 8 | 8 | MM | 73181582
8738656926 | Bolt M6x8 - Hex drive ECPW | Bolt M6x8 - Hex drive ECPW | Bolzen M6x8 - Innensechskant ECPW | Bolt M6x8 - Hex drive ECPW | 10 | 3.52 | 4062321337070 | 0.1 | 0.007 | KG | 0.001 | CDM | 14 | 10 | 10 | MM | 73181582
8738656927 | Bolt M6x25 - Hex drive ECPW | Bolt M6x25 - Hex drive ECPW | Bolzen M6x25 - Innensechskant ECPW | Bolt M6x25 - Hex drive ECPW | 10 | 3.52 | 4062321337087 | 0.01 | 0.007 | KG | 0.003 | CDM | 30 | 10 | 10 | MM | 73181582
8738656929 | Bolt M8x20 - Hex head cap ECPW | Bolt M8x20 - Hex head cap ECPW | Bolzen M8x20 - Sechskant ECPW | Bolt M8x20 - Hex head cap ECPW | 10 | 3.52 | 4062321337100 | 0.1 | 0.012 | KG | 0.006 | CDM | 25 | 15 | 15 | MM | 73181582
8738656931 | Bolt M10x16- Hex head cap ECPW | Bolt M10x16- Hex head cap ECPW | Bolzen M10x16 - Innensech ECPW | Bolt M10x16- Hex head cap ECPW | 10 | 3.52 | 4062321337124 | 0.1 | 0.02 | KG | 0.006 | CDM | 25 | 15 | 15 | MM | 73181582
8738656932 | Bolt M10x20 - Hex head cap ECPW | Bolt M10x20 - Hex head cap ECPW | Bolzen M10x20 - Sechskant ECPW | Bolt M10x20 - Hex head cap ECPW | 10 | 3.52 | 4062321337131 | 0.1 | 0.022 | KG | 0.01 | CDM | 25 | 20 | 20 | MM | 73181582
8738656933 | Bolt M8x40 - Hex drive ECPW | Bolt M8x40 - Hex drive ECPW | Bolzen M8x40 - Innensechskant ECPW | Bolt M8x40 - Hex drive ECPW | 10 | 3.52 | 4062321337148 | 0.1 | 0.02 | KG | 0.008 | CDM | 48 | 13 | 13 | MM | 73181582
8738656934 | Bolt M10x12 - Hex drive ECPW | Bolt M10x12 - Hex drive ECPW | Bolzen M10x12 - Innensechskant ECPW | Bolt M10x12 - Hex drive ECPW | 10 | 3.52 | 4062321337155 | 0.1 | 0.018 | KG | 0.005 | CDM | 22 | 15 | 15 | MM | 73181582
8738656935 | Bolt M10x20 - Hex drive ECPW | Bolt M10x20 - Hex drive ECPW | Bolzen M10x20 - Innensechskant ECPW | Bolt M10x20 - Hex drive ECPW | 10 | 3.52 | 4062321337162 | 0.1 | 0.022 | KG | 0.007 | CDM | 29 | 15 | 15 | MM | 73181582
8738656936 | Bolt M6x16 - Hex drive ECPW | Bolt M6x16 - Hex drive ECPW | Bolzen M6x16 - Innensechskant ECPW | Bolt M6x16 - Hex drive ECPW | 10 | 3.52 | 4062321337179 | 0.1 | 0.006 | KG | 0.002 | CDM | 21 | 10 | 10 | MM | 73181582
8738656937 | Bolt M8x12 - Hex drive ECPW | Bolt M8x12 - Hex drive ECPW | Bolzen M8x12 - Innensechskant ECPW | Bolt M8x12 - Hex drive ECPW | 10 | 3.52 | 4062321337186 | 0.1 | 0.01 | KG | 0.003 | CDM | 20 | 13 | 13 | MM | 73181582
8738656940 | Bolt M6x65 - Hex head cap ECPW | Bolt M6x65 - Hex head cap ECPW | Bolzen M6x65 - Sechskant ECPW | Bolt M6x65 - Hex head cap ECPW | 10 | 3.52 | 4062321337216 | 0.1 | 0.016 | KG | 0.008 | CDM | 70 | 11 | 11 | MM | 73181582
8738656941 | Bolt M10x25 - Hex head cap ECPW | Bolt M10x25 - Hex head cap ECPW | Bolzen M10x25 - Sechskant ECPW | Bolt M10x25 - Hex head cap ECPW | 10 | 3.52 | 4062321337223 | 0.1 | 0.024 | KG | 0.013 | CDM | 32 | 20 | 20 | MM | 73181582
8738656943 | Bolt M8x20 - Hex drive ECPW | Bolt M8x20 - Hex drive ECPW | Bolzen M8x20 - Innensechskant ECPW | Bolt M8x20 - Hex drive ECPW | 10 | 3.52 | 4062321337247 | 0.1 | 0.013 | KG | 0.005 | CDM | 27 | 13 | 13 | MM | 73181582
8738656945 | Bolt M6x30 - Hex crive ECPW | Bolt M6x30 - Hex crive ECPW | Bolzen M6x30 - Innensechskant ECPW | Bolt M6x30 - Hex crive ECPW | 10 | 3.52 | 4062321337261 | 0.1 | 0.008 | KG | 0.004 | CDM | 36 | 10 | 10 | MM | 73181582
8738656946 | Bolt M10x30 - Hex head cap ECPW | Bolt M10x30 - Hex head cap ECPW | Bolzen M10x30 - Sechskant ECPW | Bolt M10x30 - Hex head cap ECPW | 10 | 3.52 | 4062321337278 | 0.1 | 0.026 | KG | 0.014 | CDM | 36 | 20 | 20 | MM | 73181582
8738656947 | Bolt M12x20 - Hex head cap ECPW | Bolt M12x20 - Hex head cap ECPW | Bolzen M12x20 - Sechskant ECPW | Bolt M12x20 - Hex head cap ECPW | 10 | 3.52 | 4062321337285 | 0.1 | 0.031 | KG | 0.012 | CDM | 27 | 21 | 21 | MM | 73181582
8738656948 | Bolt M4x20 - Hex drive ECPW | Bolt M4x20 - Hex drive ECPW | Bolzen M4x20 - Innensechskant ECPW | Bolt M4x20 - Hex drive ECPW | 10 | 3.52 | 4062321337292 | 0.004 | 0.003 | KG | 0.001 | CDM | 24 | 7 | 7 | MM | 73181582
8738656949 | Bolt M5x12 - Hex drive ECPW | Bolt M5x12 - Hex drive ECPW | Bolzen M5x12 - Innensechskant ECPW | Bolt M5x12 - Hex drive ECPW | 10 | 3.52 | 4062321337308 | 0.01 | 0.003 | KG | 0.001 | CDM | 17 | 8 | 8 | MM | 73181582
8738656950 | Bolt M4x10 - Hex drive ECPW | Bolt M4x10 - Hex drive ECPW | Bolzen M4x10 - Innensechskant ECPW | Bolt M4x10 - Hex drive ECPW | 10 | 3.52 | 4062321337315 | 0.1 | 0.002 | KG | 0.001 | CDM | 14 | 7 | 7 | MM | 73181582
8738656951 | Bolt M12x16 - Hex head cap ECPW | Bolt M12x16 - Hex head cap ECPW | Bolzen M12x16 - Sechskant ECPW | Bolt M12x16 - Hex head cap ECPW | 10 | 3.52 | 4062321337322 | 0.1 | 0.029 | KG | 0.012 | CDM | 28 | 21 | 21 | MM | 73181582
8738656953 | Bolt M10x1,25x20 ECPW | Bolt M10x1,25x20 ECPW | Bolzen M10x1,25x70 ECPW | Bolt M10x1,25x20 ECPW | 10 | 3.52 | 4062321337346 | 0.1 | 0.022 | KG | 0.009 | CDM | 25 | 19 | 19 | MM | 73181582
8738656955 | Bolt M5x65 - Hex drive ECPW | Bolt M5x65 - Hex drive ECPW | Bolzen M5x65 - Innensechskant ECPW | Bolt M5x65 - Hex drive ECPW | 10 | 3.52 | 4062321337360 | 0.1 | 0.011 | KG | 0.004 | CDM | 70 | 8 | 8 | MM | 73181582
8738656957 | Bolt M5x40 - Hexagon Socket ECPW | Bolt M5x40 - Hexagon Socket ECPW | Bolzen M5x40 - Innensechskant ECPW | Bolt M5x40 - Hexagon Socket ECPW | 10 | 3.52 | 4062321337384 | 0.1 | 0.007 | KG | 0.003 | CDM | 8 | 8 | 45 | MM | 73181568
8738656958 | Bolt M5x16 - Hexagon Socket ECPW | Bolt M5x16 - Hexagon Socket ECPW | Bolzen M5x16 - Innensechskant ECPW | Bolt M5x16 - Hexagon Socket ECPW | 10 | 3.52 | 4062321337391 | 0.1 | 0.004 | KG | 0.001 | CDM | 8 | 8 | 20 | MM | 73181568
8738656960 | Bolt M10x1,25 - Hex head cap ECPW | Bolt M10x1,25 - Hex head cap ECPW | Bolzen M10x1,25x25 - Innensech ECPW | Bolt M10x1,25 - Hex head cap ECPW | 10 | 3.52 | 4062321337414 | 0.1 | 0.025 | KG | 0.008 | CDM | 35 | 15 | 15 | MM | 73181582
8738656961 | Spacer bolt M3 L20 ECPW | Spacer bolt M3 L20 ECPW | Distanzbolzen M3 L20 ECPW | Spacer bolt M3 L20 ECPW | 10 | 3.52 | 4062321337421 | 0.5 | 0.003 | KG | 0.001 | CDM | 28 | 6 | 6 | MM | 84039090
8738656962 | M8 bolt w/hex socket ECPW | M8 bolt w/hex socket ECPW | M8 Bolzen m/Innensechskant ECPW | M8 bolt w/hex socket ECPW | 10 | 3.52 | 4062321337438 | 0.021 | 0.02 | KG | 0.007 | CDM | 47 | 12 | 12 | MM | 73181568
8738656964 | Washer - M8 ECPW | Washer - M8 ECPW | Scheibe - M8 ECPW | Washer - M8 ECPW | 10 | 3.52 | 4062321337452 | 0.1 | 0.002 | KG | 0.001 | CDM | 16 | 16 | 2 | MM | 84039090
8738656965 | Bolt - M16x60 8.8 ECPW | Bolt - M16x60 8.8 ECPW | Bolzen - M16x60 8.8 ECPW | Bolt - M16x60 8.8 ECPW | 10 | 3.52 | 4062321337469 | 0.119 | 0.118 | KG | 0.051 | CDM | 70 | 27 | 27 | MM | 73181588
8738656966 | Nut - M3 ECPW | Nut - M3 ECPW | Mutter M3 ECPW | Nut - M3 ECPW | 10 | 3.52 | 4062321337476 | 0.014 | 0.01 | KG | 0.072 | CCM | 6 | 6 | 2 | MM | 73181692
8738656967 | ECU PCB 2.03 ECPW | ECU PCB 2.03 ECPW | ECU-Platine 2.03 ECPW | ECU PCB 2.03 ECPW | 57 | 632.4 | 4062321337483 | 0.744 | 0.632 | KG | 1.05 | CDM | 350 | 240 | 140 | MM | 84039090
8738656969 | Nut - M6 ECPW | Nut - M6 ECPW | Muttern M6 ECPW | Nut - M6 ECPW | 10 | 3.52 | 4062321337506 | 0.1 | 0.002 | KG | 0.4 | CCM | 10 | 10 | 4 | MM | 73181692
8738656970 | Nut - M12 ECPW | Nut - M12 ECPW | Mutter M12 ECPW | Nut - M12 ECPW | 10 | 3.52 | 4062321337513 | 0.1 | 0.015 | KG | 0.004 | CDM | 20 | 20 | 10 | MM | 73181692
8738656971 | Nut - M4 ECPW | Nut - M4 ECPW | Mutter - M4 ECPW | Nut - M4 ECPW | 10 | 3.52 | 4062321337520 | 0.014 | 0.01 | KG | 0.192 | CCM | 8 | 8 | 3 | MM | 73181692
8738656973 | Nut - M5 ECPW | Nut - M5 ECPW | Muttern M5 ECPW | Nut - M5 ECPW | 10 | 3.52 | 4062321337544 | 0.014 | 0.01 | KG | 0.225 | CCM | 5 | 5 | 9 | MM | 73181692
8738656974 | Locknut M10 ECPW | Locknut M10 ECPW | Kontermutter M10 ECPW | Locknut M10 ECPW | 10 | 3.52 | 4062321337551 | 0.1 | 0.01 | KG | 0.004 | CDM | 19 | 19 | 10 | MM | 84039090
8738656975 | Nut - M12 - 1,25 ECPW | Nut - M12 - 1,25 ECPW | Muttern M12 - 1,25 ECPW | Nut - M12 - 1,25 ECPW | 10 | 3.52 | 4062321337568 | 0.1 | 0.015 | KG | 0.004 | CDM | 20 | 20 | 10 | MM | 73181692
8738656976 | Nut M8 A4-80 ECPW | Nut M8 A4-80 ECPW | Muttern M8 A4-80 ECPW | Nut M8 A4-80 ECPW | 10 | 3.52 | 4062321337575 | 0.01 | 0.005 | KG | 0.001 | CDM | 15 | 15 | 6 | MM | 84039090
8738656977 | Hex Coupling Nut M8x25 ECPW | Hex Coupling Nut M8x25 ECPW | Abstandsmutter M8x25 ECPW | Hex Coupling Nut M8x25 ECPW | 10 | 3.52 | 4062321337582 | 0.012 | 0.011 | KG | 0.008 | CDM | 25 | 25 | 12 | MM | 84039090
8738656978 | Cu washer ø12x18x1 ECPW | Cu washer ø12x18x1 ECPW | CU Scheibe Ø 12x18x1 ECPW | Cu washer ø12x18x1 ECPW | 10 | 3.52 | 4062321337599 | 0.007 | 0.003 | KG | 0.023 | CCM | 0.1 | 15 | 15 | MM | 84039090
8738656980 | Washer - M12 ECPW | Washer - M12 ECPW | Scheibe - M12 ECPW | Washer - M12 ECPW | 10 | 3.52 | 4062321337612 | 0.1 | 0.006 | KG | 0.001 | CDM | 23 | 23 | 2 | MM | 84039090
8738656981 | Bolt M4x6 - Hex drive ECPW | Bolt M4x6 - Hex drive ECPW | Bolzen M4x6 - Innensechskant ECPW | Bolt M4x6 - Hex drive ECPW | 10 | 3.52 | 4062321337629 | 0.1 | 0.002 | KG | 0.49 | CCM | 10 | 7 | 7 | MM | 73181582
8738656982 | M3 screw w/hex socket ECPW | M3 screw w/hex socket ECPW | M3 Schraube m/Innensechskant ECPW | M3 screw w/hex socket ECPW | 10 | 3.52 | 4062321337636 | 0.014 | 0.01 | KG | 0.275 | CCM | 11 | 5 | 5 | MM | 84039090
8738656984 | Washer - Ø3/9 ECPW | Washer - Ø3/9 ECPW | Scheibe - Ø3/9 ECPW | Washer - Ø3/9 ECPW | 10 | 3.52 | 4062321337650 | 0.014 | 0.01 | KG | 0.1 | CCM | 10 | 10 | 1 | MM | 84039090
8738656985 | Washer - M8,4x25x3 ECPW | Washer - M8,4x25x3 ECPW | Scheibe - M8,4x25x3 ECPW | Washer - M8,4x25x3 ECPW | 10 | 3.52 | 4062321337667 | 0.1 | 0.01 | KG | 0.002 | CDM | 25 | 25 | 3 | MM | 84039090
8738656986 | M6 wing repair washer ECPW | M6 wing repair washer ECPW | M6 Kotflügelscheibe ECPW | M6 wing repair washer ECPW | 10 | 3.52 | 4062321337674 | 0.01 | 0.002 | KG | 0.45 | CCM | 2 | 15 | 15 | MM | 84039090
8738656988 | Harness f/electronik -XRGI 6/9 ECPW | Harness f/electronik -XRGI 6/9 ECPW | Kabelbaum f/Elektroik-XRGI 6/9 ECPW | Harness f/electronik -XRGI 6/9 ECPW | 46 | 266.98 | 4062321337698 | 1 | 0.138 | KG | 0.748 | CDM | 175 | 155 | 40 | MM | 84039090
8738656989 | Locking ring DIN 471 Ø45 MGB ECPW | Locking ring DIN 471 Ø45 MGB ECPW | Verschlußring DIN 471 Ø45 MGB ECPW | Locking ring DIN 471 Ø45 MGB ECPW | 10 | 3.52 | 4062321337704 | 0.5 | 0.008 | KG | 0.005 | CDM | 70 | 50 | 2 | MM | 84039090
8738656990 | Pointed screw M10x20 ECPW | Pointed screw M10x20 ECPW | Pinolschraube - M10x20 ECPW | Pointed screw M10x20 ECPW | 10 | 3.52 | 4062321337711 | 0.009 | 0.008 | KG | 0.002 | CDM | 20 | 9 | 9 | MM | 84039090
8738656995 | Plate Heat Exchanger HD ECPW | Plate Heat Exchanger HD ECPW | Plattenwärmetauscher WV ECPW | Plate Heat Exchanger HD ECPW | 73 | 1469.76 | 4062321337766 | 6.533 | 6.532 | KG | 22.55 | CDM | 410 | 220 | 250 | MM | 84195080 | Wijziging prijsgroep / Changer de groupe de prix !
8738656998 | Expansion Vessel 5L. 0,1 bar ECPW | Expansion Vessel 5L. 0,1 bar ECPW | Ausdehnungsgefäß 5L. 0,1 Bar ECPW | Expansion Vessel 5L. 0,1 bar ECPW | 32 | 73.62 | 4062321337797 | 5 | 1.733 | KG | 9.537 | CDM | 330 | 175 | 170 | MM | 84798997
8738656999 | Expansion Vessel, 35L 0,5Bar ECPW | Expansion Vessel, 35L 0,5Bar ECPW | Ausdehnungsgefäß, 35L 0,5Bar ECPW | Expansion Vessel, 35L 0,5Bar ECPW | 49 | 335.74 | 4062321337803 | 6.631 | 6.63 | KG | 61.268 | CDM | 530 | 340 | 340 | MM | 84798997 | Wijziging prijsgroep / Changer de groupe de prix !
8738657001 | ABA rubber clamp 10 mm ECPW | ABA rubber clamp 10 mm ECPW | ABA Gummiklemme 10 mm ECPW | ABA rubber clamp 10 mm ECPW | 10 | 3.52 | 4062321337827 | 0.1 | 0.008 | KG | 0.012 | CDM | 33 | 25 | 15 | MM | 84039090
8738657005 | Battery UPS 12V ECPW | Battery UPS 12V ECPW | Batterie USV 12V ECPW | Battery UPS 12V ECPW | - | - | 4062321337865 | 1.49 | 1.47 | KG | 0.515 | CDM | 115 | 110 | 80 | MM | 84039090 | Phased out
8738657006 | Nut - M25 PA ECPW | Nut - M25 PA ECPW | Muttern M25 PA ECPW | Nut - M25 PA ECPW | 10 | 3.52 | 4062321337872 | 0.1 | 0.003 | KG | 0.007 | CDM | 33 | 33 | 6 | MM | 84039090
8738657008 | Cable bushing 6 mm ECPW | Cable bushing 6 mm ECPW | Kabeldurchführung 6 mm ECPW | Cable bushing 6 mm ECPW | 10 | 3.52 | 4062321337896 | 0.006 | 0.002 | KG | 0.001 | CDM | 14 | 14 | 6 | MM | 84039090
8738657015 | Boiler Flexible Hose 6,9 ECPW | Boiler Flexible Hose 6,9 ECPW | Panzerschlauch 6,9 ECPW | Boiler Flexible Hose 6,9 ECPW | 43 | 202.26 | 4062321337964 | 1.212 | 1.03 | KG | 4.878 | CDM | 570 | 375 | 40 | MM | 84039090
8738657022 | Flexible reinforced hose Q20 ECPW | Flexible reinforced hose Q20 ECPW | Panzerschlauch Q20 ECPW | Flexible reinforced hose Q20 ECPW | - | - | 4062321338039 | 1.501 | 1.5 | KG | 2.288 | CDM | 415 | 415 | 60 | MM | 84039090 | Phased out
8738657023 | Flexible reinforced Hose Q80 ECPW | Flexible reinforced Hose Q80 ECPW | Panzerschlauch Q80 ECPW | Flexible reinforced Hose Q80 ECPW | - | - | 4062321338046 | 2.201 | 2.2 | KG | 3.75 | CDM | 1475 | 105 | 105 | MM | 84039090 | Phased out
8738657024 | Threaded stud, internal thread ECPW | Threaded stud, internal thread ECPW | Gewindestutzen, Innengewinde ECPW | Threaded stud, internal thread ECPW | 25 | 32.89 | 4062321338053 | 0.181 | 0.18 | KG | 0.08 | CDM | 43 | 43 | 43 | MM | 84039090
8738657026 | ESBE Valve f/FM50 ECPW | ESBE Valve f/FM50 ECPW | ESBE Ventil f/FM50 ECPW | ESBE Valve f/FM50 ECPW | 31 | 66.74 | 4062321338077 | 0.529 | 0.488 | KG | 0.704 | CDM | 110 | 80 | 80 | MM | 84039090
8738657029 | Plug 2" ECPW | Plug 2" ECPW | Stopfen 2" ECPW | Plug 2" ECPW | 22 | 24.96 | 4062321338107 | 0.26 | 0.259 | KG | 0.198 | CDM | 67 | 67 | 44 | MM | 84039090
8738657030 | Nipple tube 1½" ECPW | Nipple tube 1½" ECPW | Nippelrohr 1½" ECPW | Nipple tube 1½" ECPW | 17 | 14.44 | 4062321338114 | 0.133 | 0.105 | KG | 0.11 | CDM | 50 | 47 | 47 | MM | 84039090
8738657031 | Plug 1½" ECPW | Plug 1½" ECPW | Stopfen 1½" ECPW | Plug 1½" ECPW | 19 | 18.48 | 4062321338121 | 0.175 | 0.174 | KG | 0.075 | CDM | 45 | 45 | 37 | MM | 84039090
8738657032 | ESBE valve 2" ECPW | ESBE valve 2" ECPW | ESBE-Ventil 2" ECPW | ESBE valve 2" ECPW | 46 | 266.98 | 4062321338138 | 2.4 | 2.341 | KG | 1.641 | CDM | 125 | 125 | 105 | MM | 84039090
8738657036 | ESBE valve - 32-16 RP 5/4 ECPW | ESBE valve - 32-16 RP 5/4 ECPW | ESBE-Ventil - 32-16 RP 5/4 ECPW | ESBE valve - 32-16 RP 5/4 ECPW | 42 | 182.04 | 4062321338176 | 1.416 | 1.415 | KG | 1.008 | CDM | 180 | 80 | 70 | MM | 84039090
8738657037 | Plug ¾" - Hex drive ECPW | Plug ¾" - Hex drive ECPW | Stopfen ¾" - Innensechskant ECPW | Plug ¾" - Hex drive ECPW | 18 | 16.32 | 4062321338183 | 0.063 | 0.062 | KG | 0.021 | CDM | 35 | 35 | 17 | MM | 84039090
8738657041 | Isolation Flow Master 50 ECPW | Isolation Flow Master 50 ECPW | Isolierung Flow Master 50 ECPW | Isolation Flow Master 50 ECPW | 27 | 42.05 | 4062321338220 | 0.135 | 0.134 | KG | 4.224 | CDM | 320 | 120 | 110 | MM | 84039090
8738657042 | Gasket M25 - Continuous ECPW | Gasket M25 - Continuous ECPW | Dichtung M25 - Durchgehend ECPW | Gasket M25 - Continuous ECPW | 10 | 3.52 | 4062321338237 | 0.1 | 0.004 | KG | 0.017 | CDM | 24 | 27 | 27 | MM | 84039090
8738657045 | Gas train XRGI 9 ECPW | Gas train XRGI 9 ECPW | Gasstrasse XRGI 9 ECPW | Gas train XRGI 9 ECPW | - | - | 4062321338268 | 3 | 1.972 | KG | 3.8 | CDM | 350 | 255 | 105 | MM | 84039090 | Phased out
8738657046 | Air filter cover ECPW | Air filter cover ECPW | Luftfilterabdeckung ECPW | Air filter cover ECPW | 57 | 632.4 | 4062321338275 | 8.408 | 8.407 | KG | 23.1 | CDM | 500 | 210 | 220 | MM | 84039090
8738657049 | Exhaust cooler assemply XRGI 6 ECPW | Exhaust cooler assemply XRGI 6 ECPW | Abgaswärmet. Sammlung XRGI 6 ECPW | Exhaust cooler assemply XRGI 6 ECPW | 71 | 1348.39 | 4062321338305 | 16 | 14.955 | KG | 14.245 | CDM | 350 | 110 | 370 | MM | 84039090
8738657063 | Gas train XRGI 6 ECPW | Gas train XRGI 6 ECPW | Gasstrasse XRGI 6 ECPW | Gas train XRGI 6 ECPW | - | - | 4062321338442 | 3 | 1.968 | KG | 3.99 | CDM | 355 | 255 | 105 | MM | 84039090 | Phased out
8738657065 | O-ring Ø22,00x2,0 ECPW | O-ring Ø22,00x2,0 ECPW | O-Ring Ø22,00x2,0 ECPW | O-ring Ø22,00x2,0 ECPW | 10 | 3.52 | 4062321338466 | 0.014 | 0.01 | KG | 0.001 | CDM | 25 | 25 | 2 | MM | 84039090
8738657066 | Pressure Switch GW 50 A5 ECPW | Pressure Switch GW 50 A5 ECPW | Druckwächter GW 50 A5 ECPW | Pressure Switch GW 50 A5 ECPW | 35 | 95.06 | 4062321338473 | 0.114 | 0.108 | KG | 0.181 | CDM | 80 | 65 | 50 | MM | 85365080
8738657069 | Joint Generator Out ECPW | Joint Generator Out ECPW | Kühlwasserrohr Generator ECPW | Joint Generator Out ECPW | 45 | 244.05 | 4062321338503 | 0.945 | 0.938 | KG | 1.56 | CDM | 260 | 150 | 40 | MM | 84039090
8738657070 | Pipe cooling water cyl. head G ECPW | Pipe cooling water cyl. head G ECPW | Kühlwasserrohr Zylinderkopf G ECPW | Pipe cooling water cyl. head G ECPW | 40 | 145.62 | 4062321338510 | 1 | 0.702 | KG | 1.8 | CDM | 225 | 100 | 80 | MM | 84039090
8738657072 | Oilinlet from oiltank ECPW | Oilinlet from oiltank ECPW | Ölrückführung von Öltank ECPW | Oilinlet from oiltank ECPW | 34 | 87.65 | 4062321338534 | 0.5 | 0.424 | KG | 0.662 | CDM | 270 | 70 | 35 | MM | 84039090
8738657073 | Exhaust elbow ECPW | Exhaust elbow ECPW | Abgasrohr - bogen ECPW | Exhaust elbow ECPW | 39 | 132.96 | 4062321338541 | 2 | 1.607 | KG | 2.912 | CDM | 260 | 160 | 70 | MM | 84039090
8738657076 | Flex pipe XRGI 15 ECPW | Flex pipe XRGI 15 ECPW | Flexrohr XRGI 15 ECPW | Flex pipe XRGI 15 ECPW | 48 | 314.16 | 4062321338572 | 1.523 | 1.522 | KG | 3.784 | CDM | 430 | 110 | 80 | MM | 84039090
8738657077 | Exhaust pipe ECPW | Exhaust pipe ECPW | Abgasrohr ECPW | Exhaust pipe ECPW | 32 | 73.62 | 4062321338589 | 1.4 | 1.365 | KG | 5.152 | CDM | 460 | 140 | 80 | MM | 84039090
8738657078 | Air filter mount ECPW | Air filter mount ECPW | Luftfilterhalterung ECPW | Air filter mount ECPW | 43 | 202.26 | 4062321338596 | 3.043 | 3.042 | KG | 37.422 | CDM | 540 | 210 | 330 | MM | 84039090
8738657081 | Deaerator XRGI 20 ECPW | Deaerator XRGI 20 ECPW | Entlüfter XRGI 20 ECPW | Deaerator XRGI 20 ECPW | 39 | 132.96 | 4062321338626 | 0.656 | 0.655 | KG | 1.782 | CDM | 180 | 110 | 90 | MM | 84039090
8738657082 | Power valve XRGI 15/20 ECPW | Power valve XRGI 15/20 ECPW | Powerventil XRGI 15/20 ECPW | Power valve XRGI 15/20 ECPW | 43 | 202.26 | 4062321338633 | 0.55 | 0.549 | KG | 0.52 | CDM | 200 | 155 | 160 | MM | 84039090
8738657085 | Safety circuit XRGI 15 ECPW | Safety circuit XRGI 15 ECPW | Sicherheitskreis XRGI 15 ECPW | Safety circuit XRGI 15 ECPW | 64 | 977.58 | 4062321338664 | 3.154 | 3.153 | KG | 7.28 | CDM | 400 | 260 | 70 | MM | 84039090
8738657087 | Valve XRGI 20 ECPW | Valve XRGI 20 ECPW | Ventil XRGI 20 ECPW | Valve XRGI 20 ECPW | 40 | 145.62 | 4062321338688 | 1.801 | 1.8 | KG | 5.985 | CDM | 250 | 100 | 90 | MM | 84039090
8738657095 | Pipe - water out of generator ECPW | Pipe - water out of generator ECPW | Rohr - Wasser vom Generator ECPW | Pipe - water out of generator ECPW | 27 | 42.05 | 4062321338763 | 1 | 0.25 | KG | 0.63 | CDM | 140 | 80 | 60 | MM | 84039090
8738657096 | Bend - intake air to engine ECPW | Bend - intake air to engine ECPW | Bogen - Zuluft zum Motor ECPW | Bend - intake air to engine ECPW | 28 | 47.73 | 4062321338770 | 1 | 0.347 | KG | 0.88 | CDM | 220 | 80 | 50 | MM | 84039090
8738657097 | Pipe - water from engine ECPW | Pipe - water from engine ECPW | Rohr - Wasser vom Motor ECPW | Pipe - water from engine ECPW | 23 | 27.22 | 4062321338787 | 0.5 | 0.4 | KG | 3.42 | CDM | 220 | 120 | 80 | MM | 84039090
8738657099 | Bolt M4x12 - Hex drive ECPW | Bolt M4x12 - Hex drive ECPW | Bolzen M4x12 - Innensechskant ECPW | Bolt M4x12 - Hex drive ECPW | 10 | 3.52 | 4062321338800 | 0.1 | 0.002 | KG | 0.001 | CDM | 16 | 7 | 7 | MM | 73181582
8738657103 | Exhaust elbow XRGI® 20 ECPW | Exhaust elbow XRGI® 20 ECPW | Abgasrohrbogen XRGI® 20 ECPW | Exhaust elbow XRGI® 20 ECPW | 34 | 87.65 | 4062321338848 | 0.637 | 0.636 | KG | 0.56 | CDM | 175 | 80 | 40 | MM | 84039090
8738657107 | Adjusting Screw - LPG & H gas ECPW | Adjusting Screw - LPG & H gas ECPW | Gemischschraube - LPG & H Gas ECPW | Adjusting Screw - LPG & H gas ECPW | 18 | 16.32 | 4062321338886 | 0.5 | 0.034 | KG | 0.015 | CDM | 60 | 15 | 15 | MM | 84039090
8738657110 | Exhaust cooler XRGI 20 ECPW | Exhaust cooler XRGI 20 ECPW | Abgaswärmetauscher XRGI 20 ECPW | Exhaust cooler XRGI 20 ECPW | 75 | 1604.6 | 4062321338916 | 23.21 | 19.728 | KG | 24.288 | CDM | 490 | 460 | 120 | MM | 84039090 | Wijziging prijsgroep / Changer de groupe de prix !
8738657111 | Exhaust pipe bracket XRGI 15 ECPW | Exhaust pipe bracket XRGI 15 ECPW | Abgasrohrhalterung XRGI 15 ECPW | Exhaust pipe bracket XRGI 15 ECPW | 25 | 32.89 | 4062321338923 | 0.836 | 0.835 | KG | 3.404 | CDM | 185 | 160 | 115 | MM | 84039090
8738657112 | Catalyst XRGI 20 ECPW | Catalyst XRGI 20 ECPW | Katalysator XRGI 20 ECPW | Catalyst XRGI 20 ECPW | 73 | 1469.76 | 4062321338930 | 15 | 9.797 | KG | 15.99 | CDM | 410 | 300 | 130 | MM | 84039090
8738657119 | Bolt M4x35 - Hex drive ECPW | Bolt M4x35 - Hex drive ECPW | Bolzen M4x35 - Innensechskant ECPW | Bolt M4x35 - Hex drive ECPW | 10 | 3.52 | 4062321339005 | 0.104 | 0.1 | KG | 0.002 | CDM | 39 | 7 | 7 | MM | 73181582
8738657120 | Vacuum hose 400mm ECPW | Vacuum hose 400mm ECPW | Vakuumschlauch 400mm ECPW | Vacuum hose 400mm ECPW | 10 | 3.52 | 4062321339012 | 0.3 | 0.008 | KG | 0.01 | CDM | 180 | 170 | 5 | MM | 84039090
8738657121 | Vacuum control LGW 3 A4 ECPW | Vacuum control LGW 3 A4 ECPW | Differenzdruckwächter LGW 3 A4 ECPW | Vacuum control LGW 3 A4 ECPW | 40 | 145.62 | 4062321339029 | 0.261 | 0.26 | KG | 0.434 | CDM | 85 | 85 | 60 | MM | 84039090
8738657126 | Isolation Flow Master 350 ECPW | Isolation Flow Master 350 ECPW | Isolierung Flow Master 350 ECPW | Isolation Flow Master 350 ECPW | 29 | 53.54 | 4062321339074 | 0.414 | 0.395 | KG | 22.491 | CDM | 210 | 210 | 510 | MM | 84039090
8738657128 | Valve piston ESBE Q40/50/60 ECPW | Valve piston ESBE Q40/50/60 ECPW | Ventilkolben ESBE Q40/50/60 ECPW | Valve piston ESBE Q40/50/60 ECPW | 29 | 53.54 | 4062321339098 | 0.137 | 0.13 | KG | 0.07 | CDM | 95 | 30 | 30 | MM | 84039090
8738657131 | Rotary valve ESBE ECPW | Rotary valve ESBE ECPW | Drehventil ESBE ECPW | Rotary valve ESBE ECPW | 36 | 102.88 | 4062321339128 | 1 | 0.151 | KG | 0.108 | CDM | 120 | 30 | 30 | MM | 84039090
8738657132 | Back panel valve ECPW | Back panel valve ECPW | Oberteil Mischer ECPW | Back panel valve ECPW | 50 | 357.33 | 4062321339135 | 1 | 0.676 | KG | 0.448 | CDM | 70 | 80 | 80 | MM | 84039090
8738657133 | Flue gas adapter Power Unit ECPW | Flue gas adapter Power Unit ECPW | Abgasadapter Power Unit D60 ECPW | Flue gas adapter Power Unit ECPW | 32 | 73.62 | 4062321339142 | 0.417 | 0.396 | KG | 3.46 | CDM | 152 | 145 | 157 | MM | 84039090
8738657134 | Plug for measuring point ECPW | Plug for measuring point ECPW | Messpunktstöpsel ECPW | Plug for measuring point ECPW | 10 | 3.52 | 4062321339159 | 0.004 | 0.003 | KG | 0.006 | CDM | 20 | 20 | 15 | MM | 84039090
8738657135 | Q80 Bottom manifold ECPW | Q80 Bottom manifold ECPW | Q80 Unterer Verteiler ECPW | Q80 Bottom manifold ECPW | 76 | 1685.5 | 4062321339166 | 8.138 | 8.137 | KG | 5.04 | CDM | 400 | 140 | 90 | MM | 84039090
8738657138 | Q80 Top cover ECPW | Q80 Top cover ECPW | Q80 Obere Abdeckung ECPW | Q80 Top cover ECPW | 36 | 102.88 | 4062321339197 | 2.5 | 2.363 | KG | 19.8 | CDM | 550 | 240 | 150 | MM | 84039090
8738657147 | Vacuum hose 160mm ECPW | Vacuum hose 160mm ECPW | Vakuumschlauch 160mm ECPW | Vacuum hose 160mm ECPW | 10 | 3.52 | 4062321339289 | 0.007 | 0.006 | KG | 0.004 | CDM | 70 | 70 | 5 | MM | 84039090
8738657150 | Nut - M10 ECPW | Nut - M10 ECPW | Muttern M10 ECPW | Nut - M10 ECPW | 10 | 3.52 | 4062321339319 | 0.1 | 0.01 | KG | 0.003 | CDM | 19 | 19 | 8 | MM | 84039090
8738657151 | Noise cover lid ECPW | Noise cover lid ECPW | Schallabdeckungsdeckel ECPW | Noise cover lid ECPW | 30 | 59.86 | 4062321339326 | 1 | 0.982 | KG | 1.21 | CDM | 220 | 220 | 25 | MM | 84039090
8738657152 | Noise cover ECPW | Noise cover ECPW | Schallabdeckung ECPW | Noise cover ECPW | 53 | 453.07 | 4062321339333 | 5.851 | 5.85 | KG | 23.276 | CDM | 230 | 220 | 460 | MM | 84039090
8738657156 | Gasket Fiber 1" ECPW | Gasket Fiber 1" ECPW | Dichtung 1" Gewindeverschr. ECPW | Gasket Fiber 1" ECPW | 10 | 3.52 | 4062321339371 | 0.004 | 0.003 | KG | 0.002 | CDM | 45 | 30 | 2 | MM | 68151300
8738657157 | Gasket ECPW | Gasket ECPW | Dichtung ECPW | Gasket ECPW | 10 | 3.52 | 4062321339388 | 0.1 | 0.002 | KG | 0.004 | CDM | 25 | 25 | 7 | MM | 68151300
8738657158 | O-ring Ø23x2,5 ECPW | O-ring Ø23x2,5 ECPW | O-Ring Ø23x2,5 ECPW | O-ring Ø23x2,5 ECPW | 10 | 3.52 | 4062321339395 | 0.006 | 0.002 | KG | 0.002 | CDM | 29 | 29 | 2 | MM | 40169300
8738657159 | O ring NBR 8x2 ECPW | O ring NBR 8x2 ECPW | O-Ring NBR 8x2 ECPW | O ring NBR 8x2 ECPW | 10 | 3.52 | 4062321339401 | 0.006 | 0.002 | KG | 0.432 | CCM | 12 | 12 | 3 | MM | 40169300
8738657160 | Circulating pump UPM3 Left ECPW | Circulating pump UPM3 Left ECPW | Umwälzpumpe UPM3 Links ECPW | Circulating pump UPM3 Left ECPW | - | - | 4062321339418 | 1.701 | 1.7 | KG | 2.184 | CDM | 205 | 155 | 155 | MM | 84039090 | Phased out
8738657162 | ESBE actuator ECPW | ESBE actuator ECPW | ESBE Stepmotor ECPW | ESBE actuator ECPW | 42 | 182.04 | 4062321339432 | 0.276 | 0.275 | KG | 0.842 | CDM | 105 | 85 | 70 | MM | 84039090
8738657163 | Circulating pumpUPM3 15-75 130 ECPW | Circulating pumpUPM3 15-75 130 ECPW | Umwälzpumpe UPM3 15-75 130 ECPW | Circulating pumpUPM3 15-75 130 ECPW | - | - | 4062321339449 | 1.707 | 1.706 | KG | 2.184 | CDM | 145 | 135 | 120 | MM | 84039090 | Phased out
8738657165 | ESBE Valve Q20 ECPW | ESBE Valve Q20 ECPW | ESBE Ventil Q20 ECPW | ESBE Valve Q20 ECPW | 27 | 42.05 | 4062321339463 | 0.251 | 0.041 | KG | 0.09 | CDM | 100 | 195 | 85 | MM | 84039090
8738657169 | Q20 Top manifold ECPW | Q20 Top manifold ECPW | Q20 Oberer Verteiler ECPW | Q20 Top manifold ECPW | 41 | 160.45 | 4062321339500 | 1.656 | 1.655 | KG | 1.624 | CDM | 290 | 80 | 70 | MM | 84039090
8738657171 | M6 Hexagonal bolt w/shank ECPW | M6 Hexagonal bolt w/shank ECPW | M6 Sechskantschraube m/Schaft ECPW | M6 Hexagonal bolt w/shank ECPW | 10 | 3.52 | 4062321339524 | 0.021 | 0.02 | KG | 0.011 | CDM | 90 | 11 | 11 | MM | 84039090
8738657173 | Seal Ø24x15x2 ECPW | Seal Ø24x15x2 ECPW | Dichtung Ø24x15x2 ECPW | Seal Ø24x15x2 ECPW | 10 | 3.52 | 4062321339548 | 0.014 | 0.01 | KG | 0.001 | CDM | 22 | 22 | 2 | MM | 40169300
8738657174 | Expansion vessel 5l. ECPW | Expansion vessel 5l. ECPW | Kühlwasserausgleichsbeh. 5l. ECPW | Expansion vessel 5l. ECPW | 39 | 132.96 | 4062321339555 | 0.814 | 0.813 | KG | 7.56 | CDM | 260 | 310 | 180 | MM | 84039090
8738657175 | Filling hose, stainless steel ECPW | Filling hose, stainless steel ECPW | Füllschlauch vom Krümmer ECPW | Filling hose, stainless steel ECPW | 19 | 18.48 | 4062321339562 | 0.2 | 0.157 | KG | 3.234 | CDM | 330 | 140 | 70 | MM | 84039090
8738657177 | Power Supply, 75W, 24 VDC ECPW | Power Supply, 75W, 24 VDC ECPW | Stromversorgung, 75W, 24 VDC ECPW | Power Supply, 75W, 24 VDC ECPW | 29 | 53.54 | 4062321339586 | 0.441 | 0.44 | KG | 0.583 | CDM | 140 | 105 | 44 | MM | 84039090
8738657179 | Q20 Harness Power Supply ECPW | Q20 Harness Power Supply ECPW | Q20 Kabelbaum Stromversorgung ECPW | Q20 Harness Power Supply ECPW | 26 | 36.29 | 4062321339609 | 0.153 | 0.152 | KG | 0.714 | CDM | 170 | 140 | 30 | MM | 84039090
8738657181 | Spacer D10/D5 x 4 ECPW | Spacer D10/D5 x 4 ECPW | Abstandshalter D10/D5 x 4 ECPW | Spacer D10/D5 x 4 ECPW | 10 | 3.52 | 4062321339623 | 0.008 | 0.004 | KG | 0.4 | CCM | 10 | 10 | 4 | MM | 84039090
8738657182 | Q20 cabinet ECPW | Q20 cabinet ECPW | Q20 Gehäuse ECPW | Q20 cabinet ECPW | 43 | 202.26 | 4062321339630 | 3.7 | 3.598 | KG | 25.96 | CDM | 590 | 400 | 110 | MM | 84039090
8738657184 | Isolation Q20 ECPW | Isolation Q20 ECPW | Isolierung Q20 ECPW | Isolation Q20 ECPW | 31 | 66.74 | 4062321339654 | 0.375 | 0.374 | KG | 25.974 | CDM | 180 | 390 | 370 | MM | 84039090
8738657192 | SENSOR ASSY, OXYGEN XRGI 9/20 ECPW | SENSOR ASSY, OXYGEN XRGI 9/20 ECPW | Lambdafühler XRGI 9/20 ECPW | SENSOR ASSY, OXYGEN XRGI 9/20 ECPW | 43 | 202.26 | 4062321339739 | 0.089 | 0.084 | KG | 0.194 | CDM | 210 | 160 | 25 | MM | 84039090
8738657193 | Injector ASSY XRGI 9/20 ECPW | Injector ASSY XRGI 9/20 ECPW | Injektor XRGI 9/20 ECPW | Injector ASSY XRGI 9/20 ECPW | 46 | 266.98 | 4062321339746 | 0.5 | 0.096 | KG | 0.318 | CDM | 89 | 65 | 55 | MM | 84039090
8738657194 | Gas pipe - intake ECPW | Gas pipe - intake ECPW | Gemischansaugrohr ECPW | Gas pipe - intake ECPW | 32 | 73.62 | 4062321339753 | 0.5 | 0.446 | KG | 1.218 | CDM | 145 | 105 | 80 | MM | 84039090
8738657196 | Harness f/gas - XRGI 9 ECPW | Harness f/gas - XRGI 9 ECPW | Kabelbaum f/Gas - XRGI 9 ECPW | Harness f/gas - XRGI 9 ECPW | - | - | 4062321339777 | 1 | 0.224 | KG | 1.275 | CDM | 170 | 150 | 50 | MM | 84039090 | Phased out
8738657198 | Bracket fixation ECPW | Bracket fixation ECPW | Befestigungsbeschlag ECPW | Bracket fixation ECPW | 22 | 24.96 | 4062321339791 | 0.044 | 0.043 | KG | 0.044 | CDM | 50 | 40 | 22 | MM | 84039090
8738657201 | Exhaust cooler assembly XRGI 9 ECPW | Exhaust cooler assembly XRGI 9 ECPW | Abgaswärmet. Sammlung XRGI 9 ECPW | Exhaust cooler assembly XRGI 9 ECPW | 87 | 2777.7 | 4062321339821 | 15.956 | 15.955 | KG | 14.245 | CDM | 350 | 110 | 370 | MM | 84039090 | Wijziging prijsgroep / Changer de groupe de prix !
8738658150 | Cover seal DC45-65 HT soft SP | Cover seal DC45-65 HT soft SP | Deckeldichtung DC45-65 HT weich SP | Cover seal DC45-65 HT soft SP | 50 | 357.33 | 4062321541453 | 0.12 | 0.1 | KG | 3 | CDM | 250 | 400 | 30 | MM | 84039090
8738658622 | Interface converter RS 232 SP | Interface converter RS 232 SP | Schnittstellenumsetzer RS232 SP | Interface converter RS 232 SP | 56 | 585.2 | 4062321504571 | 0.274 | 0.184 | KG | 4.5 | CDM | 155 | 115 | 35 | MM | 84039090
8738658625 | Sealing ring 18,7x26x1,5-ST/FKM1-80 SP | Sealing ring 18,7x26x1,5-ST/FKM1-80 SP | Dichtring 18,7x26x1,5-ST/FKM1-80 SP | Sealing ring 18,7x26x1,5-ST/FKM1-80 SP | 30 | 59.86 | 4062321476922 | 0.002 | 0.001 | KG | 0.07 | CDM | 140 | 80 | 2 | MM | 39269097
8738658627 | Exhaust m.gasket Turbocharger MAN2848 SP | Exhaust m.gasket Turbocharger MAN2848 SP | Abg.Krümmer-dicht. Turbolader MAN2848 SP | Exhaust m.gasket Turbocharger MAN2848 SP | 40 | 145.62 | 4062321476939 | 0.1 | 0.042 | KG | 0.141 | CDM | 155 | 155 | 5 | MM | 84039090
8738658628 | Coolant tube MAN 2842 middle SP | Coolant tube MAN 2842 middle SP | Kühlmittelrohr MAN 2842 mitte SP | Coolant tube MAN 2842 middle SP | 65 | 1024.8 | 4062321476946 | 2.07 | 1.759 | KG | 65.575 | CDM | 600 | 230 | 140 | MM | 84039090
8738658630 | Coolant tube MAN 2842 left SP | Coolant tube MAN 2842 left SP | Kühlmittelrohr MAN 2842 links SP | Coolant tube MAN 2842 left SP | 57 | 632.4 | 4062321476960 | 1.182 | 1.004 | KG | 15 | CDM | 305 | 205 | 160 | MM | 84039090
8738658632 | Sealing ring Cooling water 67x3N-EPDM SP | Sealing ring Cooling water 67x3N-EPDM SP | Dichtring Kühlwasser 67x3N-EPDM SP | Sealing ring Cooling water 67x3N-EPDM SP | 37 | 112.45 | 4062321476977 | 0.021 | 0.011 | KG | 0.106 | CDM | 160 | 220 | 3 | MM | 40169300
8738658643 | Signal transducer S1SD-1AI-1U.2 SP | Signal transducer S1SD-1AI-1U.2 SP | Signalwandler S1SD-1AI-1U.2 SP | Signal transducer S1SD-1AI-1U.2 SP | 56 | 585.2 | 4062321473273 | 0.062 | 0.059 | KG | 0.065 | CDM | 110 | 98 | 6 | MM | 85437090
8738658652 | SigTemperature sensor PT100 AFK10+ SP | SigTemperature sensor PT100 AFK10+ SP | Temperaturfühler PT100 AFK10+ SP | SigTemperature sensor PT100 AFK10+ SP | 37 | 112.45 | 4062321473280 | 0.084 | 0.08 | KG | 1.457 | CDM | 350 | 70 | 70 | MM | 90251900
8738658671 | Gasket 61x130x2mm Novaform SK SP | Gasket 61x130x2mm Novaform SK SP | Dichtung 61x130x2mm Novaform SK SP | Gasket 61x130x2mm Novaform SK SP | 23 | 27.22 | 4062321361952 | 0.043 | 0.037 | KG | 0.034 | CDM | 130 | 130 | 2 | MM | 59119099
8738658672 | Gasket 61x107x2mm Novapress Basic SP | Gasket 61x107x2mm Novapress Basic SP | Dichtung 61x107x2mm Novapress Basic SP | Gasket 61x107x2mm Novapress Basic SP | 15 | 10.93 | 4062321361969 | 0.026 | 0.02 | KG | 0.023 | CDM | 107 | 107 | 2 | MM | 59119099
8738658674 | Gasket 43x75x2mm Novapress Basic SP | Gasket 43x75x2mm Novapress Basic SP | Dichtung 43x75x2mm Novapress Basic SP | Gasket 43x75x2mm Novapress Basic SP | 15 | 10.93 | 4062321361976 | 0.021 | 0.015 | KG | 0.011 | CDM | 75 | 75 | 2 | MM | 59119099
8738658675 | Gasket 220x273x2mm Novaform SK SP | Gasket 220x273x2mm Novaform SK SP | Dichtung 220x273x2mm Novaform SK SP | Gasket 220x273x2mm Novaform SK SP | 31 | 66.74 | 4062321361983 | 0.177 | 0.076 | KG | 0.149 | CDM | 273 | 273 | 2 | MM | 59119099
8738658678 | Gasket 143x191x2mm Novaform SK SP | Gasket 143x191x2mm Novaform SK SP | Dichtung 143x191x2mm Novaform SK SP | Gasket 143x191x2mm Novaform SK SP | 24 | 29.93 | 4062321362065 | 0.149 | 0.048 | KG | 0.073 | CDM | 191 | 191 | 2 | MM | 59119099
8738658682 | O-ring 66,27x3,53mm (4x) SP | O-ring 66,27x3,53mm (4x) SP | O-Ring 66,27x3,53mm (4x) SP | O-ring 66,27x3,53mm (4x) SP | 16 | 12.66 | 4062321361303 | 0.009 | 0.003 | KG | 0.019 | CDM | 73.33 | 73.33 | 3.53 | MM | 40169300
8738658683 | Gasket 115x162x2mm Novapress Basic SP | Gasket 115x162x2mm Novapress Basic SP | Dichtung 115x162x2mm Novapress Basic SP | Gasket 115x162x2mm Novapress Basic SP | 17 | 14.44 | 4062321362034 | 0.135 | 0.034 | KG | 0.052 | CDM | 162 | 162 | 2 | MM | 59119099
8738658684 | Gasket 115x162x2mm Novaform SK SP | Gasket 115x162x2mm Novaform SK SP | Dichtung 115x162x2mm Novaform SK SP | Gasket 115x162x2mm Novaform SK SP | 23 | 27.22 | 4062321362041 | 0.14 | 0.039 | KG | 0.052 | CDM | 162 | 162 | 2 | MM | 40169300
8738658695 | NC door seal (6M) SP | NC door seal (6M) SP | SSK Türdichtung (6M) SP | NC door seal (6M) SP | 34 | 87.65 | 4062321541460 | 0.494 | 0.469 | KG | 65.575 | CDM | 350 | 220 | 50 | MM | 84039090
8738658745 | Oil separator ProVent 400 SP | Oil separator ProVent 400 SP | Ölabscheider ProVent 400 SP | Oil separator ProVent 400 SP | 47 | 291.25 | 4062321473297 | 1 | 0.5 | KG | 31.02 | CDM | 300 | 250 | 210 | MM | 84039090
8738658747 | Hose connector 1 " SP | Hose connector 1 " SP | Schlauchverbinder 1 " SP | Hose connector 1 " SP | 29 | 53.54 | 4062321539788 | 0.06 | 0.057 | KG | 1.02 | CDM | 55 | 30 | 30 | MM | 84039090
8738658751 | Spare element for ProVent 400 SP | Spare element for ProVent 400 SP | Ersatzelement f. ProVent 400 SP | Spare element for ProVent 400 SP | 40 | 145.62 | 4062321539818 | 0.29 | 0.2 | KG | 4.5 | CDM | 110 | 110 | 130 | MM | 84039090
8738658797 | Victaulic Gasket 75N EPDM DN32 SP | Victaulic Gasket 75N EPDM DN32 SP | Victaulic Dichtung 75N EPDM DN32 SP | Victaulic Gasket 75N EPDM DN32 SP | 33 | 80.64 | 4062321504588 | 0.028 | 0.026 | KG | 4.5 | CDM | 60 | 60 | 28 | MM | 40169300
8738658814 | Victaulic flexible clutch 75N DN32 SP | Victaulic flexible clutch 75N DN32 SP | Victaulic Flexible Kupplung 75N DN32 SP | Victaulic flexible clutch 75N DN32 SP | 27 | 42.05 | 4062321504595 | 0.675 | 0.573 | KG | 4.5 | CDM | 115 | 90 | 60 | MM | 84039090
8738658815 | Victaulic lubricant 125g SP | Victaulic lubricant 125g SP | Victaulic Schmiermittel 125g SP | Victaulic lubricant 125g SP | 31 | 66.74 | 4062321504601 | 0.134 | 0.125 | KG | 4.5 | CDM | 185 | 55 | 45 | MM | 84039090
8738658820 | Interface converter RS-232/RS-485 SP | Interface converter RS-232/RS-485 SP | Schnittstellenwandler RS232/RS485 SP | Interface converter RS-232/RS-485 SP | 49 | 335.74 | 4062321504625 | 0.093 | 0.088 | KG | 4.5 | CDM | 135 | 120 | 20 | MM | 84039090
8738658821 | Repeater RS485 SP | Repeater RS485 SP | Repeater RS485 SP | Repeater RS485 SP | 51 | 384.3 | 4062321473303 | 0.081 | 0.076 | KG | 4.5 | CDM | 125 | 140 | 18 | MM | 85176200
8738658822 | BUS coupler BK9100 Ethernet-TCP/IP SP | BUS coupler BK9100 Ethernet-TCP/IP SP | Buskoppler BK9100 Ethernet-TCP/IP SP | BUS coupler BK9100 Ethernet-TCP/IP SP | 57 | 632.4 | 4062321504632 | 0.26 | 0.17 | KG | 4.5 | CDM | 105 | 75 | 50 | MM | 84039090
8738658824 | ECU + SW MAN 0834 V2 SP | ECU + SW MAN 0834 V2 SP | Motorsteuergerät + Software MAN0834V2 SP | ECU + SW MAN 0834 V2 SP | 72 | 1402.35 | 4062321504656 | 2.173 | 1.847 | KG | 36.75 | CDM | 347 | 235 | 82 | MM | 84039090
8738658825 | Output terminal KL4004 4-ch. analog SP | Output terminal KL4004 4-ch. analog SP | Ausgangsklemme KL4004 4-Kanal analog SP | Output terminal KL4004 4-ch. analog SP | 53 | 453.07 | 4062321504663 | 0.175 | 0.085 | KG | 4.5 | CDM | 105 | 80 | 20 | MM | 85369010
8738658827 | Relative pressure transmitter type515 SP | Relative pressure transmitter type515 SP | Relativdrucktransmitter Typ 515 SP | Relative pressure transmitter type515 SP | 46 | 266.98 | 4062321504670 | 0.46 | 0.437 | KG | 36.75 | CDM | 325 | 225 | 50 | MM | 84039090
8738658829 | Patch cable Cat.6 2xRJ45 EC6000 1m bl SP | Patch cable Cat.6 2xRJ45 EC6000 1m bl SP | Patchkabel Cat.6 2xRJ45 EC6000 1m bl SP | Patch cable Cat.6 2xRJ45 EC6000 1m bl SP | 28 | 47.73 | 4062321504687 | 0.042 | 0.039 | KG | 4.5 | CDM | 130 | 150 | 15 | MM | 84039090
8738658836 | Gas sensor MF420UEG P-K SP | Gas sensor MF420UEG P-K SP | Gas-Meßfühler MF420UEG P-K SP | Gas sensor MF420UEG P-K SP | 56 | 585.2 | 4062321504731 | 0.24 | 0.15 | KG | 4.5 | CDM | 105 | 80 | 80 | MM | 90271010
8738658838 | Connector set for Scout 706 SP | Connector set for Scout 706 SP | Steckersatz für Scout 706 SP | Connector set for Scout 706 SP | 31 | 66.74 | 4062321504755 | 0.14 | 0.05 | KG | 4.5 | CDM | 200 | 150 | 150 | MM | 84039090
8738658839 | Wiring harness ECU 4-cyl. V3.0 SP | Wiring harness ECU 4-cyl. V3.0 SP | Kabelbaum ECU 4-Zyl. V3.0 SP | Wiring harness ECU 4-cyl. V3.0 SP | 74 | 1537.17 | 4062321504762 | 3.62 | 3 | KG | 36.75 | CDM | 350 | 350 | 300 | MM | 84039090
8738658843 | Connector Voltage regulator D550 SP | Connector Voltage regulator D550 SP | Steckersatz Spannungsregler D550 SP | Connector Voltage regulator D550 SP | 45 | 244.05 | 4062321473310 | 0.14 | 0.05 | KG | 4.5 | CDM | 140 | 75 | 30 | MM | 84039090
8738658844 | Clutch ACT 4 WN F2 11,5 3030 BSW/UNC SP | Clutch ACT 4 WN F2 11,5 3030 BSW/UNC SP | Kupplung ACT 4 WN F2 11,5 3030BSW/UNC SP | Clutch ACT 4 WN F2 11,5 3030 BSW/UNC SP | 58 | 680.95 | 4062321504786 | 15 | 12.75 | KG | 131.271 | CDM | 350 | 350 | 270 | MM | 84039090
8738658846 | kWh counter transformer A9MEM3210 SP | kWh counter transformer A9MEM3210 SP | kWh-Zähler Wandler A9MEM3210 SP | kWh counter transformer A9MEM3210 SP | 48 | 314.16 | 4062321504793 | 0.34 | 0.33 | KG | 4.5 | CDM | 95 | 105 | 85 | MM | 84039090
8738658847 | kWh counter transf. A9MEM3235 M-Bus SP | kWh counter transf. A9MEM3235 M-Bus SP | kWh-Zähler Wandler A9MEM3235 M-Bus SP | kWh counter transf. A9MEM3235 M-Bus SP | 55 | 538.01 | 4062321504809 | 0.37 | 0.36 | KG | 4.5 | CDM | 110 | 95 | 85 | MM | 84039090
8738658855 | Gasket Ø54mm Novapress SP | Gasket Ø54mm Novapress SP | Dichtung Ø54mm Novapress SP | Gasket Ø54mm Novapress SP | 33 | 80.64 | 4062321504830 | 0.024 | 0.02 | KG | 0.005 | CDM | 72 | 66 | 1 | MM | 84039090
8738658987 | Gas hose DN20 1" 450mm HR I/E SP | Gas hose DN20 1" 450mm HR I/E SP | Gasschlauch DN20 1" 450mm HR I/E SP | Gas hose DN20 1" 450mm HR I/E SP | 49 | 335.74 | 4062321504861 | 0.702 | 0.596 | KG | 31.096 | CDM | 200 | 245 | 40 | MM | 84039090
8738659012 | 3-way-valve+actuator MAZ261.40-16XF SP | 3-way-valve+actuator MAZ261.40-16XF SP | 3-Wege-Ventil+Antrieb MAZ261.40-16XF SP | 3-way-valve+actuator MAZ261.40-16XF SP | 61 | 815.79 | 4062321473327 | 7 | 6.6 | KG | 10.26 | CDM | 570 | 180 | 100 | MM | 84818099
8738659026 | Exhaust insulation EN50.4 CE 50-4 p2 SP | Exhaust insulation EN50.4 CE 50-4 p2 SP | Abgasisolierung EN50.4 CE 50-4 Teil2 SP | Exhaust insulation EN50.4 CE 50-4 p2 SP | 63 | 930.4 | 4062321638771 | 3.912 | 3.325 | KG | 4.5 | CDM | 505 | 310 | 230 | MM | 68069000
8738659029 | Exhaust insulation EN50.4 CE 50-4 p3 SP | Exhaust insulation EN50.4 CE 50-4 p3 SP | Abgasisolierung EN50.4 CE 50-4 Teil3 SP | Exhaust insulation EN50.4 CE 50-4 p3 SP | 53 | 453.07 | 4062321638788 | 2.03 | 1.725 | KG | 4.5 | CDM | 350 | 265 | 195 | MM | 68069000
8738659030 | Exhaust insulation EN50.4 CE 50-4 p4 SP | Exhaust insulation EN50.4 CE 50-4 p4 SP | Abgasisolierung EN50.4 CE 50-4 Teil4 SP | Exhaust insulation EN50.4 CE 50-4 p4 SP | 54 | 493.52 | 4062321638795 | 1.761 | 1.496 | KG | 4.5 | CDM | 345 | 265 | 200 | MM | 68069000
8738659031 | Exhaust insulation EN50.4 CE 50-4 p6 SP | Exhaust insulation EN50.4 CE 50-4 p6 SP | Abgasisolierung EN50.4 CE 50-4 Teil6 SP | Exhaust insulation EN50.4 CE 50-4 p6 SP | 54 | 493.52 | 4062321638801 | 0.826 | 0.702 | KG | 4.5 | CDM | 220 | 185 | 145 | MM | 68069000
8738659039 | Exhaust insulation EN50.4 CE 50-4 p5 SP | Exhaust insulation EN50.4 CE 50-4 p5 SP | Abgasisolierung EN50.4 CE 50-4 Teil5 SP | Exhaust insulation EN50.4 CE 50-4 p5 SP | 54 | 493.52 | 4062321638818 | 1.43 | 1.215 | KG | 4.5 | CDM | 345 | 265 | 195 | MM | 68069000
8738659040 | Exhaust insulation EN50.4 CE 50-4 p7 SP | Exhaust insulation EN50.4 CE 50-4 p7 SP | Abgasisolierung EN50.4 CE 50-4 Teil7 SP | Exhaust insulation EN50.4 CE 50-4 p7 SP | 51 | 384.3 | 4062321638825 | 0.825 | 0.701 | KG | 4.5 | CDM | 220 | 185 | 145 | MM | 68069000
8738659042 | Exhaust insulation EN50.4 CE 50-4 p8 SP | Exhaust insulation EN50.4 CE 50-4 p8 SP | Abgasisolierung EN50.4 CE 50-4 Teil8 SP | Exhaust insulation EN50.4 CE 50-4 p8 SP | 52 | 416.66 | 4062321638832 | 0.57 | 0.484 | KG | 4.5 | CDM | 220 | 185 | 145 | MM | 68069000
8738659059 | Exhaust insulation EN50.4 CE 50-4 p9 SP | Exhaust insulation EN50.4 CE 50-4 p9 SP | Abgasisolierung EN50.4 CE 50-4 Teil9 SP | Exhaust insulation EN50.4 CE 50-4 p9 SP | 47 | 291.25 | 4062321638849 | 1.09 | 1 | KG | 4.5 | CDM | 315 | 220 | 175 | MM | 68069000
8738659060 | Exhaust insulation EN50.4 CE 50-4 p10 SP | Exhaust insulation EN50.4 CE 50-4 p10 SP | Abgasisolierung EN50.4 CE 50-4 Teil10 SP | Exhaust insulation EN50.4 CE 50-4 p10 SP | 62 | 876.45 | 4062321638856 | 1.774 | 1.507 | KG | 4.5 | CDM | 345 | 265 | 195 | MM | 68069000
8738659061 | Exhaust insulation EN50.4 CE 50-4 p11 SP | Exhaust insulation EN50.4 CE 50-4 p11 SP | Abgasisolierung EN50.4 CE 50-4 Teil11 SP | Exhaust insulation EN50.4 CE 50-4 p11 SP | 55 | 538.01 | 4062321638863 | 1.588 | 1.349 | KG | 4.5 | CDM | 345 | 265 | 195 | MM | 68069000
8738659062 | Exhaust insulation EN50.4 CE 50-4 p12 SP | Exhaust insulation EN50.4 CE 50-4 p12 SP | Abgasisolierung EN50.4 CE 50-4 Teil12 SP | Exhaust insulation EN50.4 CE 50-4 p12 SP | 56 | 585.2 | 4062321638870 | 1.58 | 1.343 | KG | 4.5 | CDM | 345 | 265 | 195 | MM | 68069000
8738659063 | Exhaust insulation EN50.4 CE 50-4 p13 SP | Exhaust insulation EN50.4 CE 50-4 p13 SP | Abgasisolierung EN50.4 CE 50-4 Teil13 SP | Exhaust insulation EN50.4 CE 50-4 p13 SP | 62 | 876.45 | 4062321638887 | 1.09 | 1 | KG | 4.5 | CDM | 310 | 220 | 180 | MM | 68069000
8738659064 | Exhaust insulation EN50.4 CE 50-4 p14 SP | Exhaust insulation EN50.4 CE 50-4 p14 SP | Abgasisolierung EN50.4 CE 50-4 Teil14 SP | Exhaust insulation EN50.4 CE 50-4 p14 SP | 44 | 222.48 | 4062321638894 | 2.195 | 1.865 | KG | 4.5 | CDM | 350 | 265 | 195 | MM | 68069000
8738659065 | Exhaust insulation EN50.4 CE 50-4 p15 SP | Exhaust insulation EN50.4 CE 50-4 p15 SP | Abgasisolierung EN50.4 CE 50-4 Teil15 SP | Exhaust insulation EN50.4 CE 50-4 p15 SP | 50 | 357.33 | 4062321638900 | 1.09 | 1 | KG | 4.5 | CDM | 315 | 220 | 180 | MM | 68069000
8738659092 | Victaulic flexible clutch 75N DN40 SP | Victaulic flexible clutch 75N DN40 SP | Victaulic Flexible Kupplung 75N DN40 SP | Victaulic flexible clutch 75N DN40 SP | 27 | 42.05 | 4062321504915 | 0.725 | 0.616 | KG | 4.5 | CDM | 115 | 80 | 45 | MM | 84039090
8738659095 | Catalyst three-way K-W-0254-627 | Catalyst three-way K-W-0254-627 | 3-Wege-Kat K-W-0254-627 SP | Catalyst three-way K-W-0254-627 | 110 | 8292.64 | 4062321504922 | 30 | 23 | KG | 187.2 | CDM | 800 | 600 | 390 | MM | 84039090
8738659101 | Gas hose DN25 1 1/4" 500mm HR I/E SP | Gas hose DN25 1 1/4" 500mm HR I/E SP | Gasschlauch DN25 1 1/4" 500mm HR I/E SP | Gas hose DN25 1 1/4" 500mm HR I/E SP | 55 | 538.01 | 4062321504953 | 1.214 | 1.031 | KG | 57.35 | CDM | 610 | 105 | 105 | MM | 84039090
8738659107 | Sealing Plug XROV-S-25/V4A SP | Sealing Plug XROV-S-25/V4A SP | Verschlussstück XROV-S-25/V4A SP | Sealing Plug XROV-S-25/V4A SP | 32 | 73.62 | 4062321504984 | 0.23 | 0.218 | KG | 4.5 | CDM | 45 | 45 | 35 | MM | 84039090
8738659112 | Union Nut UEWM-S-25/V4A SP | Union Nut UEWM-S-25/V4A SP | Überwurfmutter UEWM-S-25/V4A SP | Union Nut UEWM-S-25/V4A SP | 27 | 42.05 | 4062321504991 | 0.29 | 0.2 | KG | 4.5 | CDM | 45 | 45 | 25 | MM | 73072910
8738659115 | Dual Cutting Ring SR-S-25/2K/V4A SP | Dual Cutting Ring SR-S-25/2K/V4A SP | Doppelschneidring SR-S-25/2K/V4A SP | Dual Cutting Ring SR-S-25/2K/V4A SP | 28 | 47.73 | 4062321505004 | 0.014 | 0.013 | KG | 4.5 | CDM | 30 | 30 | 10 | MM | 84039090
8738659119 | Cover panel ABG front side SSK M70.3 SP | Cover panel ABG front side SSK M70.3 SP | Abdeckblech ABG Stirnseite SSK M70.3 SP | Cover panel ABG front side SSK M70.3 SP | 43 | 202.26 | 4062321505035 | 1.514 | 0.894 | KG | 36.75 | CDM | 350 | 350 | 300 | MM | 84039090
8738659124 | Compression fitting WE-L-22-R1/2-K SP | Compression fitting WE-L-22-R1/2-K SP | Winkelverschraubung WE-L-22-R1/2-K SP | Compression fitting WE-L-22-R1/2-K SP | 36 | 102.88 | 4062321505042 | 0.272 | 0.258 | KG | 0.918 | CDM | 66 | 60 | 36 | MM | 84039090
8738659137 | Exhaust insulation EN70.3 CE 70-3 p5 SP | Exhaust insulation EN70.3 CE 70-3 p5 SP | Abgasisolierung EN70.3 CE 70-3 Teil5 SP | Exhaust insulation EN70.3 CE 70-3 p5 SP | 57 | 632.4 | 4062321638955 | 3.3 | 2.805 | KG | 4.5 | CDM | 510 | 310 | 220 | MM | 68069000
8738659138 | Exhaust insulation EN70.3 CE 70-3 p5a SP | Exhaust insulation EN70.3 CE 70-3 p5a SP | Abgasisolierung EN70.3 CE 70-3 Teil5a SP | Exhaust insulation EN70.3 CE 70-3 p5a SP | 52 | 416.66 | 4062321638962 | 2.35 | 1.997 | KG | 4.5 | CDM | 510 | 310 | 220 | MM | 68069000
8738659141 | Exhaust insulation EN70.3 CE 70-3 p6 SP | Exhaust insulation EN70.3 CE 70-3 p6 SP | Abgasisolierung EN70.3 CE 70-3 Teil6 SP | Exhaust insulation EN70.3 CE 70-3 p6 SP | 44 | 222.48 | 4062321638979 | 1.05 | 0.892 | KG | 4.5 | CDM | 350 | 260 | 200 | MM | 68069000
8738659142 | Exhaust insulation EN70.3 CE 70-3 p7 SP | Exhaust insulation EN70.3 CE 70-3 p7 SP | Abgasisolierung EN70.3 CE 70-3 Teil7 SP | Exhaust insulation EN70.3 CE 70-3 p7 SP | 61 | 815.79 | 4062321638986 | 2.5 | 2.125 | KG | 4.5 | CDM | 510 | 310 | 220 | MM | 68069000
8738659143 | Exhaust insulation EN70.3 CE 70-3 p8 SP | Exhaust insulation EN70.3 CE 70-3 p8 SP | Abgasisolierung EN70.3 CE 70-3 Teil8 SP | Exhaust insulation EN70.3 CE 70-3 p8 SP | 59 | 728.13 | 4062321638993 | 4.05 | 3.442 | KG | 4.5 | CDM | 510 | 310 | 220 | MM | 68069000
8738659146 | Exhaust insulation EN70.3 CE 70-3 p9 SP | Exhaust insulation EN70.3 CE 70-3 p9 SP | Abgasisolierung EN70.3 CE 70-3 Teil9 SP | Exhaust insulation EN70.3 CE 70-3 p9 SP | 62 | 876.45 | 4062321639006 | 4.075 | 3.463 | KG | 4.5 | CDM | 510 | 310 | 220 | MM | 68069000
8738659148 | Exhaust insulation EN70.3 CE 70-3 p10 SP | Exhaust insulation EN70.3 CE 70-3 p10 SP | Abgasisolierung EN70.3 CE 70-3 Teil10 SP | Exhaust insulation EN70.3 CE 70-3 p10 SP | 50 | 357.33 | 4062321639013 | 0.75 | 0.637 | KG | 4.5 | CDM | 310 | 220 | 180 | MM | 68069000
8738659149 | Exhaust insulation EN70.3 CE 70-3 p11 SP | Exhaust insulation EN70.3 CE 70-3 p11 SP | Abgasisolierung EN70.3 CE 70-3 Teil11 SP | Exhaust insulation EN70.3 CE 70-3 p11 SP | 62 | 876.45 | 4062321639020 | 2.81 | 2.388 | KG | 4.5 | CDM | 420 | 320 | 210 | MM | 68069000
8738659150 | Exhaust insulation EN70.3 CE 70-3 p12 SP | Exhaust insulation EN70.3 CE 70-3 p12 SP | Abgasisolierung EN70.3 CE 70-3 Teil12 SP | Exhaust insulation EN70.3 CE 70-3 p12 SP | 58 | 680.95 | 4062321639037 | 2.95 | 2.507 | KG | 4.5 | CDM | 420 | 320 | 200 | MM | 68069000
8738659152 | Exhaust insulation EN70.3 CE 70-3 p13 SP | Exhaust insulation EN70.3 CE 70-3 p13 SP | Abgasisolierung EN70.3 CE 70-3 Teil13 SP | Exhaust insulation EN70.3 CE 70-3 p13 SP | 59 | 728.13 | 4062321639044 | 2.4 | 2.04 | KG | 4.5 | CDM | 410 | 320 | 200 | MM | 68069000
8738659154 | Exhaust insulation EN70.3 CE 70-3 p14 SP | Exhaust insulation EN70.3 CE 70-3 p14 SP | Abgasisolierung EN70.3 CE 70-3 Teil14 SP | Exhaust insulation EN70.3 CE 70-3 p14 SP | 55 | 538.01 | 4062321639051 | 1.9 | 0.9 | KG | 4.5 | CDM | 350 | 260 | 200 | MM | 68069000
8738659156 | Exhaust insulation EN70.3 CE 70-3 p15 SP | Exhaust insulation EN70.3 CE 70-3 p15 SP | Abgasisolierung EN70.3 CE 70-3 Teil15 SP | Exhaust insulation EN70.3 CE 70-3 p15 SP | 54 | 493.52 | 4062321639068 | 1.9 | 0.9 | KG | 4.5 | CDM | 350 | 260 | 200 | MM | 68069000
8738659157 | Exhaust insulation EN70.3 CE 70-3 p16 SP | Exhaust insulation EN70.3 CE 70-3 p16 SP | Abgasisolierung EN70.3 CE 70-3 Teil16 SP | Exhaust insulation EN70.3 CE 70-3 p16 SP | 44 | 222.48 | 4062321639075 | 1.115 | 0.947 | KG | 4.5 | CDM | 310 | 220 | 180 | MM | 68069000
8738659158 | Exhaust insulation EN70.3 CE 70-3 p17 SP | Exhaust insulation EN70.3 CE 70-3 p17 SP | Abgasisolierung EN70.3 CE 70-3 Teil17 SP | Exhaust insulation EN70.3 CE 70-3 p17 SP | 43 | 202.26 | 4062321639082 | 1.07 | 0.909 | KG | 4.5 | CDM | 350 | 260 | 200 | MM | 68069000
8738659159 | Victaulic Gasket 75N EPDM DN40 SP | Victaulic Gasket 75N EPDM DN40 SP | Victaulic Dichtung 75N EPDM DN40 SP | Victaulic Gasket 75N EPDM DN40 SP | 31 | 66.74 | 4062321505066 | 0.034 | 0.032 | KG | 4.5 | CDM | 70 | 70 | 30 | MM | 40169300
8738659187 | Victaulic flexible clutch 177N DN50 SP | Victaulic flexible clutch 177N DN50 SP | Victaulic Flexible Kupplung 177N DN50 SP | Victaulic flexible clutch 177N DN50 SP | 31 | 66.74 | 4062321503840 | 1.49 | 1.4 | KG | 4.5 | CDM | 140 | 105 | 60 | MM | 84039090
8738659194 | Victaulic Gasket 177N DN50 SP | Victaulic Gasket 177N DN50 SP | Victaulic Dichtung 177N DN50 SP | Victaulic Gasket 177N DN50 SP | 34 | 87.65 | 4062321503857 | 0.051 | 0.048 | KG | 4.5 | CDM | 85 | 85 | 25 | MM | 84039090
8738659198 | Adapter sensor DG6 M140 / M100 SP | Adapter sensor DG6 M140 / M100 SP | Adapter Sensor DG6 M140 / M100 SP | Adapter sensor DG6 M140 / M100 SP | 46 | 266.98 | 4062321503888 | 0.167 | 0.158 | KG | 4.5 | CDM | 70 | 40 | 40 | MM | 84039090
8738659200 | Oil hose 801PLUS-16-BLK-RL (1,5M) SP | Oil hose 801PLUS-16-BLK-RL (1,5M) SP | Steckschlauch 801PLUS-16-BLK-RL (1,5M)SP | Oil hose 801PLUS-16-BLK-RL (1,5M) SP | 35 | 95.06 | 4062321473341 | 1.44 | 0.54 | KG | 4.5 | CDM | 400 | 350 | 40 | MM | 84039090
8738659202 | Gas hose DN32 1 1/2" 600mm HR I/E SP | Gas hose DN32 1 1/2" 600mm HR I/E SP | Gasschlauch DN32 1 1/2" 600mm HR I/E SP | Gas hose DN32 1 1/2" 600mm HR I/E SP | 56 | 585.2 | 4062321503895 | 1.37 | 0.97 | KG | 2.16 | CDM | 710 | 105 | 105 | MM | 84039090
8738659242 | Exhaust insul. EN140.3 CE140-3 p1 SP | Exhaust insul. EN140.3 CE140-3 p1 SP | Abgasisol. EN140.3 CE140-3 Teil1 SP | Exhaust insul. EN140.3 CE140-3 p1 SP | 53 | 453.07 | 4062321639136 | 0.693 | 0.589 | KG | 6 | CDM | 220 | 185 | 145 | MM | 68069000
8738659243 | Exhaust insul. EN140.3 CE140-3 p1a SP | Exhaust insul. EN140.3 CE140-3 p1a SP | Abgasisol. EN140.3 CE140-3 Teil1a SP | Exhaust insul. EN140.3 CE140-3 p1a SP | 48 | 314.16 | 4062321639143 | 0.779 | 0.662 | KG | 6 | CDM | 225 | 185 | 145 | MM | 68069000
8738659244 | Exhaust insul. EN140.3 CE140-3 p2 SP | Exhaust insul. EN140.3 CE140-3 p2 SP | Abgasisol. EN140.3 CE140-3 Teil2 SP | Exhaust insul. EN140.3 CE140-3 p2 SP | 57 | 632.4 | 4062321639150 | 1.436 | 1.22 | KG | 12 | CDM | 310 | 220 | 175 | MM | 68069000
8738659246 | Exhaust insul. EN140.3 CE140-3 p3 SP | Exhaust insul. EN140.3 CE140-3 p3 SP | Abgasisol. EN140.3 CE140-3 Teil3 SP | Exhaust insul. EN140.3 CE140-3 p3 SP | 46 | 266.98 | 4062321639167 | 1.202 | 1.021 | KG | 8 | CDM | 320 | 220 | 175 | MM | 68069000
8738659247 | Exhaust insul. EN140.3 CE140-3 p5 SP | Exhaust insul. EN140.3 CE140-3 p5 SP | Abgasisol. EN140.3 CE140-3 Teil5 SP | Exhaust insul. EN140.3 CE140-3 p5 SP | 57 | 632.4 | 4062321639174 | 3.186 | 2.708 | KG | 24 | CDM | 510 | 310 | 230 | MM | 68069000
8738659249 | Exhaust insul. EN140.3 CE140-3 p4 SP | Exhaust insul. EN140.3 CE140-3 p4 SP | Abgasisol. EN140.3 CE140-3 Teil4 SP | Exhaust insul. EN140.3 CE140-3 p4 SP | 45 | 244.05 | 4062321639181 | 1.467 | 1.246 | KG | 12 | CDM | 310 | 220 | 175 | MM | 68069000
8738659250 | Exhaust insul. EN140.3 CE140-3 p6 SP | Exhaust insul. EN140.3 CE140-3 p6 SP | Abgasisol. EN140.3 CE140-3 Teil6 SP | Exhaust insul. EN140.3 CE140-3 p6 SP | 53 | 453.07 | 4062321639198 | 2.146 | 1.824 | KG | 10 | CDM | 415 | 315 | 210 | MM | 68069000
8738659251 | Exhaust insul. EN140.3 CE140-3 p7 SP | Exhaust insul. EN140.3 CE140-3 p7 SP | Abgasisol. EN140.3 CE140-3 Teil7 SP | Exhaust insul. EN140.3 CE140-3 p7 SP | 48 | 314.16 | 4062321639204 | 1.378 | 1.171 | KG | 10 | CDM | 345 | 265 | 200 | MM | 68069000
8738659252 | Exhaust insul. EN140.3 CE140-3 p8 SP | Exhaust insul. EN140.3 CE140-3 p8 SP | Abgasisol. EN140.3 CE140-3 Teil8 SP | Exhaust insul. EN140.3 CE140-3 p8 SP | 61 | 815.79 | 4062321639211 | 4.808 | 4.086 | KG | 30 | CDM | 490 | 300 | 300 | MM | 68069000
8738659253 | Exhaust insul. EN140.3 CE140-3 p9 SP | Exhaust insul. EN140.3 CE140-3 p9 SP | Abgasisol. EN140.3 CE140-3 Teil9 SP | Exhaust insul. EN140.3 CE140-3 p9 SP | 54 | 493.52 | 4062321639228 | 1.558 | 1.324 | KG | 10 | CDM | 345 | 265 | 200 | MM | 68069000
8738659255 | Exhaust insul. EN140.3 CE140-3 p10 SP | Exhaust insul. EN140.3 CE140-3 p10 SP | Abgasisol. EN140.3 CE140-3 Teil10 SP | Exhaust insul. EN140.3 CE140-3 p10 SP | 63 | 930.4 | 4062321639235 | 3.311 | 2.814 | KG | 24 | CDM | 505 | 315 | 325 | MM | 68069000
8738659256 | Exhaust insul. EN140.3 CE140-3 p11 SP | Exhaust insul. EN140.3 CE140-3 p11 SP | Abgasisol. EN140.3 CE140-3 Teil11 SP | Exhaust insul. EN140.3 CE140-3 p11 SP | 58 | 680.95 | 4062321639242 | 3.345 | 2.843 | KG | 30 | CDM | 410 | 310 | 210 | MM | 68069000
8738659257 | Exhaust insul. EN140.3 CE140-3 p11a SP | Exhaust insul. EN140.3 CE140-3 p11a SP | Abgasisol. EN140.3 CE140-3 Teil11a SP | Exhaust insul. EN140.3 CE140-3 p11a SP | 55 | 538.01 | 4062321639259 | 1.918 | 1.63 | KG | 9 | CDM | 350 | 265 | 200 | MM | 68069000
8738659260 | Exhaust insul. EN140.3 CE140-3 p17 SP | Exhaust insul. EN140.3 CE140-3 p17 SP | Abgasisol. EN140.3 CE140-3 Teil17 SP | Exhaust insul. EN140.3 CE140-3 p17 SP | 55 | 538.01 | 4062321639266 | 3.228 | 2.743 | KG | 20.25 | CDM | 415 | 315 | 210 | MM | 68069000
8738659261 | Exhaust insul. EN140.3 CE140-3 p18 SP | Exhaust insul. EN140.3 CE140-3 p18 SP | Abgasisol. EN140.3 CE140-3 Teil18 SP | Exhaust insul. EN140.3 CE140-3 p18 SP | 63 | 930.4 | 4062321639273 | 2.411 | 2.049 | KG | 10 | CDM | 350 | 265 | 200 | MM | 68069000
8738659262 | Exhaust insul. EN140.3 CE140-3 p19 SP | Exhaust insul. EN140.3 CE140-3 p19 SP | Abgasisol. EN140.3 CE140-3 Teil19 SP | Exhaust insul. EN140.3 CE140-3 p19 SP | 63 | 930.4 | 4062321639280 | 2.715 | 2.307 | KG | 36 | CDM | 350 | 265 | 200 | MM | 68069000
8738659263 | Exhaust insul. EN140.3 CE140-3 p20 SP | Exhaust insul. EN140.3 CE140-3 p20 SP | Abgasisol. EN140.3 CE140-3 Teil20 SP | Exhaust insul. EN140.3 CE140-3 p20 SP | 63 | 930.4 | 4062321639297 | 3.094 | 2.629 | KG | 12 | CDM | 415 | 315 | 220 | MM | 68069000
8738659264 | Exhaust insul. EN140.3 CE140-3 p21 SP | Exhaust insul. EN140.3 CE140-3 p21 SP | Abgasisol. EN140.3 CE140-3 Teil21 SP | Exhaust insul. EN140.3 CE140-3 p21 SP | 59 | 728.13 | 4062321639303 | 2.604 | 2.213 | KG | 2.45 | CDM | 420 | 315 | 210 | MM | 68069000
8738659283 | Victaulic Gasket 177N DN65 SP | Victaulic Gasket 177N DN65 SP | Victaulic Dichtung 177N DN65 SP | Victaulic Gasket 177N DN65 SP | 32 | 73.62 | 4062321505158 | 0.064 | 0.06 | KG | 4.5 | CDM | 100 | 100 | 30 | MM | 84039090
8738659285 | Catalyst three-way K-W-0454-627 SP | Catalyst three-way K-W-0454-627 SP | 3-Wege-Kat K-W-0454-627 SP | Catalyst three-way K-W-0454-627 SP | 124 | 14212.1 | 4062321505165 | 57 | 50 | KG | 277.92 | CDM | 545 | 600 | 900 | MM | 84039090
8738659287 | Gasket 218x169x2mm Novamica Thermex SP | Gasket 218x169x2mm Novamica Thermex SP | Dichtung 169x218x2mm Novamica Thermex SP | Gasket 218x169x2mm Novamica Thermex SP | 33 | 80.64 | 4062321505172 | 0.049 | 0.039 | KG | 0.225 | CDM | 180 | 250 | 5 | MM | 68149000
8738659290 | Gasket 274x328x2mm Novamica Thermex SP | Gasket 274x328x2mm Novamica Thermex SP | Dichtung 274x328x2mm Novamica Thermex SP | Gasket 274x328x2mm Novamica Thermex SP | 40 | 145.62 | 4062321505189 | 0.11 | 0.1 | KG | 0.6 | CDM | 330 | 330 | 2 | MM | 68149000
8738659292 | Gas seal 72x50x2mm SP | Gas seal 72x50x2mm SP | Gasdichtung 72x50x2mm SP | Gas seal 72x50x2mm SP | 33 | 80.64 | 4062321505196 | 0.11 | 0.1 | KG | 0.007 | CDM | 72 | 50 | 2 | MM | 84039090
8738659293 | ECU + SW MAN 2842 V2 SP | ECU + SW MAN 2842 V2 SP | Motorsteuergerät + SW MAN 2842 V2 SP | ECU + SW MAN 2842 V2 SP | 72 | 1402.35 | 4062321505202 | 2.42 | 2.2 | KG | 4.194 | CDM | 350 | 235 | 90 | MM | 84039090
8738659294 | Compression fitting EW 28 L71 | Compression fitting EW 28 L71 | Verschraubung EW 28 L71 SP | Compression fitting EW 28 L71 | 43 | 202.26 | 4062321505257 | 0.374 | 0.37 | KG | 0.918 | CDM | 120 | 170 | 45 | MM | 84039090
8738659295 | Exhaust silencer 105913-01 NW150 SP | Exhaust silencer 105913-01 NW150 SP | Abgasschalldämpfer 105913-01 NW150 SP | Exhaust silencer 105913-01 NW150 SP | 107 | 7079.09 | 4062321505264 | 105 | 89.25 | KG | 856.8 | CDM | 600 | 2000 | 820 | MM | 84039090
8738659297 | Exhaust silencer 105913-05 NW150 SP | Exhaust silencer 105913-05 NW150 SP | Abgasschalldämpfer 105913-05 NW150 SP | Exhaust silencer 105913-05 NW150 SP | 110 | 8292.64 | 4062321505288 | 151.9 | 135 | KG | 1360.8 | CDM | 800 | 4000 | 800 | MM | 84039090
8738659298 | Compression fitting EL 10 LCF SP | Compression fitting EL 10 LCF SP | Verschraubung EL 10 LCF SP | Compression fitting EL 10 LCF SP | 27 | 42.05 | 4062321505295 | 0.072 | 0.068 | KG | 0.018 | CDM | 15 | 60 | 20 | MM | 84039090
8738659306 | Ventilation clamp SD-150 SP | Ventilation clamp SD-150 SP | Lüftungsschelle SD-150 SP | Ventilation clamp SD-150 SP | 29 | 53.54 | 4062321505356 | 0.23 | 0.22 | KG | 1.2 | CDM | 200 | 200 | 30 | MM | 84039090
8738659307 | Air inlet hose NP2M 152mm (2M) SP | Air inlet hose NP2M 152mm (2M) SP | Flexafit NP2M 152mm (2M) SP | Air inlet hose NP2M 152mm (2M) SP | 51 | 384.3 | 4062321505363 | 5.66 | 5.1 | KG | 27.2 | CDM | 400 | 400 | 170 | MM | 84039090
8738659318 | Exhaust insul. EN240.2 CE240-2 p1 SP | Exhaust insul. EN240.2 CE240-2 p1 SP | Abgasisol. EN240.2 CE240-2 Teil1 SP | Exhaust insul. EN240.2 CE240-2 p1 SP | 68 | 1193.35 | 4062321639341 | 8.9 | 7.565 | KG | 4.5 | CDM | 610 | 630 | 340 | MM | 68069000
8738659319 | Exhaust insul. EN240.2 CE240-2 p2 SP | Exhaust insul. EN240.2 CE240-2 p2 SP | Abgasisol. EN240.2 CE240-2 Teil2 SP | Exhaust insul. EN240.2 CE240-2 p2 SP | 64 | 977.58 | 4062321639358 | 7.55 | 6.417 | KG | 4.5 | CDM | 720 | 360 | 320 | MM | 68069000
8738659320 | Exhaust insul. EN240.2 CE240-2 p3 SP | Exhaust insul. EN240.2 CE240-2 p3 SP | Abgasisol. EN240.2 CE240-2 Teil3 SP | Exhaust insul. EN240.2 CE240-2 p3 SP | 52 | 416.66 | 4062321639365 | 2.12 | 1.802 | KG | 4.5 | CDM | 410 | 310 | 210 | MM | 68069000
8738659321 | Exhaust insul. EN240.2 CE240-2 p4 SP | Exhaust insul. EN240.2 CE240-2 p4 SP | Abgasisol. EN240.2 CE240-2 Teil4 SP | Exhaust insul. EN240.2 CE240-2 p4 SP | 51 | 384.3 | 4062321639372 | 4.9 | 4.165 | KG | 4.5 | CDM | 500 | 400 | 290 | MM | 68069000
8738659322 | Exhaust insul. EN240.2 CE240-2 p5 SP | Exhaust insul. EN240.2 CE240-2 p5 SP | Abgasisol. EN240.2 CE240-2 Teil5 SP | Exhaust insul. EN240.2 CE240-2 p5 SP | 58 | 680.95 | 4062321639389 | 2.8 | 2.38 | KG | 4.5 | CDM | 510 | 320 | 220 | MM | 68069000
8738659323 | Exhaust insul. EN240.2 CE240-2 p6 SP | Exhaust insul. EN240.2 CE240-2 p6 SP | Abgasisol. EN240.2 CE240-2 Teil6 SP | Exhaust insul. EN240.2 CE240-2 p6 SP | 58 | 680.95 | 4062321639396 | 3.35 | 2.847 | KG | 4.5 | CDM | 410 | 310 | 210 | MM | 68069000
8738659324 | Exhaust insul. EN240.2 CE240-2 p7 SP | Exhaust insul. EN240.2 CE240-2 p7 SP | Abgasisol. EN240.2 CE240-2 Teil7 SP | Exhaust insul. EN240.2 CE240-2 p7 SP | 46 | 266.98 | 4062321639402 | 2.15 | 1.827 | KG | 4.5 | CDM | 410 | 310 | 210 | MM | 68069000
8738659325 | Exhaust insul. EN240.2 CE240-2 p8 SP | Exhaust insul. EN240.2 CE240-2 p8 SP | Abgasisol. EN240.2 CE240-2 Teil8 SP | Exhaust insul. EN240.2 CE240-2 p8 SP | 42 | 182.04 | 4062321639419 | 0.71 | 0.603 | KG | 4.5 | CDM | 190 | 220 | 150 | MM | 68069000
8738659327 | Exhaust insul. EN240.2 CE240-2 p9 SP | Exhaust insul. EN240.2 CE240-2 p9 SP | Abgasisol. EN240.2 CE240-2 Teil9 SP | Exhaust insul. EN240.2 CE240-2 p9 SP | 53 | 453.07 | 4062321639426 | 2.45 | 2.082 | KG | 4.5 | CDM | 410 | 310 | 210 | MM | 68069000
8738659328 | Exhaust insul. EN240.2 CE240-2 p10 SP | Exhaust insul. EN240.2 CE240-2 p10 SP | Abgasisol. EN240.2 CE240-2 Teil10 SP | Exhaust insul. EN240.2 CE240-2 p10 SP | 58 | 680.95 | 4062321639433 | 1.75 | 1.487 | KG | 4.5 | CDM | 350 | 270 | 190 | MM | 68069000
8738659329 | Exhaust insul. EN240.2 CE240-2 p11 SP | Exhaust insul. EN240.2 CE240-2 p11 SP | Abgasisol. EN240.2 CE240-2 Teil11 SP | Exhaust insul. EN240.2 CE240-2 p11 SP | 44 | 222.48 | 4062321639440 | 0.5 | 0.425 | KG | 4.5 | CDM | 190 | 220 | 150 | MM | 68069000
8738659330 | Exhaust insul. EN240.2 CE240-2 p12 SP | Exhaust insul. EN240.2 CE240-2 p12 SP | Abgasisol. EN240.2 CE240-2 Teil12 SP | Exhaust insul. EN240.2 CE240-2 p12 SP | 48 | 314.16 | 4062321639457 | 0.9 | 0.765 | KG | 4.5 | CDM | 310 | 220 | 180 | MM | 68069000
8738659331 | Exhaust insul. EN240.2 CE240-2 p13 SP | Exhaust insul. EN240.2 CE240-2 p13 SP | Abgasisol. EN240.2 CE240-2 Teil13 SP | Exhaust insul. EN240.2 CE240-2 p13 SP | 58 | 680.95 | 4062321639464 | 2.2 | 1.87 | KG | 4.5 | CDM | 350 | 270 | 190 | MM | 68069000
8738659332 | Exhaust insul. EN240.2 CE240-2 p14 SP | Exhaust insul. EN240.2 CE240-2 p14 SP | Abgasisol. EN240.2 CE240-2 Teil14 SP | Exhaust insul. EN240.2 CE240-2 p14 SP | 52 | 416.66 | 4062321639471 | 1.6 | 1.36 | KG | 4.5 | CDM | 350 | 270 | 190 | MM | 68069000
8738659981 | O-ring fuel injection pump MAN 2848 SP | O-ring fuel injection pump MAN 2848 SP | O-Ring Einspritzpumpe MAN 2848 SP | O-ring fuel injection pump MAN 2848 SP | 22 | 24.96 | 4062321387280 | 0.005 | 0.003 | KG | 0.001 | CDM | 13 | 13 | 3 | MM | 40169300
8738659982 | Gasket fuel injection pump MAN 2848 SP | Gasket fuel injection pump MAN 2848 SP | Dichtung Einspritzpumpe MAN 2848 SP | Gasket fuel injection pump MAN 2848 SP | 24 | 29.93 | 4062321387297 | 0.029 | 0.025 | KG | 0.143 | CDM | 105 | 105 | 13 | MM | 84039090
8738659983 | Resistance thermometer 90.241 SP | Resistance thermometer 90.241 SP | Gewinde-Widerstandstherm. 90.241 SP | Resistance thermometer 90.241 SP | 54 | 493.52 | 4062321387303 | 0.44 | 0.422 | KG | 2.044 | CDM | 365 | 70 | 80 | MM | 90251900
8738659984 | Locknut M32x1,5 PVC SP | Locknut M32x1,5 PVC SP | Gegenmutter M32x1,5 PVC SP | Locknut M32x1,5 PVC SP | 20 | 20.5 | 4062321387310 | 0.008 | 0.006 | KG | 0.013 | CDM | 46 | 41 | 7 | MM | 39269097
8738659985 | Pipe clip DIN 3567-A 89mm 1.4301 SP | Pipe clip DIN 3567-A 89mm 1.4301 SP | Schelle DIN 3567-A 89mm 1.4301 SP | Pipe clip DIN 3567-A 89mm 1.4301 SP | 29 | 53.54 | 4062321387327 | 0.766 | 0.76 | KG | 0.326 | CDM | 180 | 40 | 60 | MM | 84039090
8738659988 | Screw hex.head ISO4017 M16x25 (2x) SP | Screw hex.head ISO4017 M16x25 (2x) SP | Sechskantschr. ISO 4017 M16x25 VZ (2x)SP | Screw hex.head ISO4017 M16x25 (2x) SP | 21 | 22.92 | 4062321387358 | 0.144 | 0.14 | KG | 0.023 | CDM | 35 | 50 | 25 | MM | 73181582
8738659989 | Countersunk scw M12x30mm DIN7991 (4x) SP | Countersunk scw M12x30mm DIN7991 (4x) SP | Senkschr. M12x30mm DIN7991 V2A (4x) SP | Countersunk scw M12x30mm DIN7991 (4x) SP | 13 | 7.69 | 4062321387365 | 0.124 | 0.12 | KG | 0.018 | CDM | 60 | 90 | 24 | MM | 84039090
8738659994 | Holder ProVent 200 SP | Holder ProVent 200 SP | Halter ProVent 200 SP | Holder ProVent 200 SP | 29 | 53.54 | 4062321387396 | 0.406 | 0.4 | KG | 0.113 | CDM | 275 | 150 | 5 | MM | 84039090
8738659999 | Capacitor Contactor 12,5kVAR SP | Capacitor Contactor 12,5kVAR SP | Kondensatorschütz 12,5kVAR3RT2617-1AP SP | Capacitor Contactor 12,5kVAR SP | 39 | 132.96 | 4062321387440 | 0.446 | 0.346 | KG | 0.675 | CDM | 130 | 130 | 50 | MM | 84039090
8738660000 | Plastic plug diameter 128mm SP | Plastic plug diameter 128mm SP | Kunststoffstopfen ∅ 128mm SP | Plastic plug diameter 128mm SP | 15 | 10.93 | 4062321387457 | 0.036 | 0.032 | KG | 0.377 | CDM | 128 | 128 | 25 | MM | 84039090
8738660008 | Ethernet switch 852-111 5TX SP | Ethernet switch 852-111 5TX SP | Ethernet‐Switch 852-111 5TX SP | Ethernet switch 852-111 5TX SP | 43 | 202.26 | 4062321387518 | 0.452 | 0.352 | KG | 2.028 | CDM | 240 | 130 | 65 | MM | 84039090
8738660011 | Reducer R 3/4"(AG)-Rp 1/2"(IG) brass SP | Reducer R 3/4"(AG)-Rp 1/2"(IG) brass SP | Red.Stück R 3/4"(AG)-Rp 1/2"(IG) SP | Reducer R 3/4"(AG)-Rp 1/2"(IG) brass SP | 13 | 7.69 | 4062321387532 | 0.084 | 0.08 | KG | 0.022 | CDM | 24 | 30 | 30 | MM | 84039090
8738660013 | RD-Ring SP | RD-Ring SP | RD-Ring SP | RD-Ring SP | 30 | 59.86 | 4062321387556 | 0.024 | 0.01 | KG | 0.144 | CDM | 115 | 95 | 4 | MM | 84039090
8738660016 | Victaulic-Modell D=60.3 SP | Victaulic-Modell D=60.3 SP | VIC-Modell D=60,3 SP | Victaulic-Modell D=60.3 SP | 53 | 453.07 | 4062321387587 | 0.922 | 0.832 | KG | 0.563 | CDM | 125 | 125 | 50 | MM | 84039090
8738660262 | Gas hose DN25 1" 650mm HR I/E SP | Gas hose DN25 1" 650mm HR I/E SP | Gasschlauch DN25 1" 650mm HR I/E SP | Gas hose DN25 1" 650mm HR I/E SP | 57 | 632.4 | 4062321476984 | 1.28 | 1.088 | KG | 128.57 | CDM | 815 | 105 | 105 | MM | 84039090
8738660272 | Nut for VW SP | Nut for VW SP | Mutter f. VW SP | Nut for VW SP | 21 | 22.92 | 4062321412272 | 0.016 | 0.015 | KG | 0.63 | CCM | 145 | 80 | 2 | MM | 84039090
8738660274 | EATON M22-XST service switch en SP | EATON M22-XST service switch en SP | EATON M22-XST Serviceschalter en SP | EATON M22-XST service switch en SP | 19 | 18.48 | 4062321412296 | 0.006 | 0.002 | KG | 0.486 | CCM | 70 | 50 | 2 | MM | 84039090
8738660292 | Z-Line filter G4 660x540x96mm SP | Z-Line filter G4 660x540x96mm SP | Z-Line-Filter G4 660x540x96mm SP | Z-Line filter G4 660x540x96mm SP | 36 | 102.88 | 4062321473365 | 1.62 | 0.678 | KG | 34214.4 | CCM | 660 | 540 | 96 | MM | 84213925
8738660508 | Gas hose DN20 3/4" 600mm HR I/E SP | Gas hose DN20 3/4" 600mm HR I/E SP | Gasschlauch DN20 3/4" 600mm HR I/E SP | Gas hose DN20 3/4" 600mm HR I/E SP | 52 | 416.66 | 4062321476991 | 0.881 | 0.748 | KG | 65.575 | CDM | 815 | 110 | 110 | MM | 84039090
8738660509 | Gas hose DN25 1" 600mm HR I/E SP | Gas hose DN25 1" 600mm HR I/E SP | Gasschlauch DN25 1" 600mm HR I/E SP | Gas hose DN25 1" 600mm HR I/E SP | 57 | 632.4 | 4062321477004 | 1.107 | 0.94 | KG | 65.575 | CDM | 815 | 110 | 110 | MM | 84039090
8738660510 | Gas hose DN32 1 1/4" 650mm HR I/E SP | Gas hose DN32 1 1/4" 650mm HR I/E SP | Gasschlauch DN32 1 1/4" 650mm HR I/E SP | Gas hose DN32 1 1/4" 650mm HR I/E SP | 59 | 728.13 | 4062321477011 | 1.8 | 0.5 | KG | 128.57 | CDM | 815 | 110 | 110 | MM | 84039090
8738660626 | Junction box empty I 12 SP | Junction box empty I 12 SP | Abzweigdose WK007 SP | Junction box empty I 12 SP | 31 | 66.74 | 4062321489304 | 0.104 | 0.1 | KG | 0.231 | CDM | 78 | 78 | 38 | MM | 84039090
8738660627 | Junction box empty I 12 SP | Junction box empty I 12 SP | Abzweigkasten leer I 12 SP | Junction box empty I 12 SP | 31 | 66.74 | 4062321489311 | 0.028 | 0.024 | KG | 0.341 | CDM | 105 | 85 | 40 | MM | 84039090
8738660628 | Butterfly valve DN100 PN10 NBR vulc. SP | Butterfly valve DN100 PN10 NBR vulc. SP | ASK DN100 PN10 NBR einvulkanisiert SP | Butterfly valve DN100 PN10 NBR vulc. SP | 55 | 538.01 | 4062321489328 | 10.984 | 10.7 | KG | 4.455 | CDM | 410 | 410 | 196 | MM | 84039090
8738660629 | Output terminal KL2809 16channel digital | Output terminal KL2809 16channel digital | Ausgangsklemme KL2809 16-Kanal digi SP | Output terminal KL2809 16channel digital | 43 | 202.26 | 4062321489335 | 0.074 | 0.07 | KG | 0.082 | CDM | 100 | 70 | 17 | MM | 84039090
8738660634 | Cartridge W-48 for filter dryer SP | Cartridge W-48 for filter dryer SP | Blockeinsatz W-48 für Filtertrockner SP | Cartridge W-48 for filter dryer SP | 43 | 202.26 | 4062321489342 | 0.94 | 0.85 | KG | 2.151 | CDM | 115 | 110 | 170 | MM | 68159100
8738660635 | BUS coupler BK5150 CANopen SP | BUS coupler BK5150 CANopen SP | Buskoppler BK5150 CANopen SP | BUS coupler BK5150 CANopen SP | 52 | 416.66 | 4062321489359 | 0.19 | 0.1 | KG | 0.299 | CDM | 105 | 75 | 45 | MM | 84039090
8738660636 | Ring 261/204/4mm ss SP | Ring 261/204/4mm ss SP | BZ Ring 261/204/4mm VA SP | Ring 261/204/4mm ss SP | 40 | 145.62 | 4062321541514 | 0.652 | 0.646 | KG | 0.272 | CDM | 261 | 261 | 4 | MM | 84039090
8738660643 | Gasket MAN 0226 SP | Gasket MAN 0226 SP | Dichtung MAN 0226 SP | Gasket MAN 0226 SP | 26 | 36.29 | 4062321489397 | 0.01 | 0.006 | KG | 0.009 | CDM | 127 | 70 | 1 | MM | 68159100
8738660644 | Gasket MAN 0824 SP | Gasket MAN 0824 SP | Dichtung MAN 0824 SP | Gasket MAN 0824 SP | 34 | 87.65 | 4062321489403 | 0.029 | 0.005 | KG | 0.043 | CDM | 240 | 225 | 5 | MM | 68159100
8738660645 | Gasket closure lid MAN 2842 SP | Gasket closure lid MAN 2842 SP | Dichtung Verschlussdeckel MAN 2842 SP | Gasket closure lid MAN 2842 SP | 30 | 59.86 | 4062321489410 | 0.007 | 0.003 | KG | 0.013 | CDM | 200 | 145 | 5 | MM | 84039090
8738660647 | Diode combination 24 VDC 3RT2936 SP | Diode combination 24 VDC 3RT2936 SP | Diodenkombination 24VDC 3RT2936 SP | Diode combination 24 VDC 3RT2936 SP | 26 | 36.29 | 4062321489434 | 0.01 | 0.006 | KG | 0.007 | CDM | 60 | 30 | 20 | MM | 84039090
8738660649 | Input terminal KL3202 RTD analog SP | Input terminal KL3202 RTD analog SP | Eingangsklemme KL3202 RTD analog SP | Input terminal KL3202 RTD analog SP | 51 | 384.3 | 4062321489458 | 0.074 | 0.07 | KG | 0.082 | CDM | 105 | 75 | 17 | MM | 84039090
8738660667 | Input terminal KL3214 RTD analog SP | Input terminal KL3214 RTD analog SP | Eingangsklemme KL3214 RTD analog SP | Input terminal KL3214 RTD analog SP | 53 | 453.07 | 4062321489465 | 0.064 | 0.06 | KG | 0.105 | CDM | 70 | 15 | 100 | MM | 84039090
8738660669 | Replacement filter set F00611D10 urea SP | Replacement filter set F00611D10 urea SP | Ersatzfilter-Set F00611D10 AdBlue SP | Replacement filter set F00611D10 urea SP | 47 | 291.25 | 4062321489472 | 0.233 | 0.143 | KG | 0.726 | CDM | 110 | 110 | 60 | MM | 84039090
8738660677 | GMT-rail engine MAN E2876 LE302 SP | GMT-rail engine MAN E2876 LE302 SP | GMT-Schiene Motor MAN E2876 LE302 SP | GMT-rail engine MAN E2876 LE302 SP | - | - | 4062321489533 | 3 | 2.4 | KG | 0.72 | CDM | 120 | 80 | 80 | MM | 84039090 | Phased out
8738660678 | Rubber expansion joint DN65 AS-1 SP | Rubber expansion joint DN65 AS-1 SP | Gummi-Kompensator DN65 AS-1 SP | Rubber expansion joint DN65 AS-1 SP | 60 | 775.33 | 4062321489540 | 5.5 | 5.38 | KG | 6.754 | CDM | 189 | 277 | 129 | MM | 40169997
8738660679 | Rubber expansion joint DN80 AS-1 SP | Rubber expansion joint DN80 AS-1 SP | Gummi-Kompensator DN80 AS-1 SP | Rubber expansion joint DN80 AS-1 SP | 59 | 728.13 | 4062321489557 | 8 | 7.31 | KG | 6.08 | CDM | 210 | 210 | 220 | MM | 40169997
8738660681 | Holder pipe int SP | Holder pipe int SP | Halter LT int SP | Holder pipe int SP | 45 | 244.05 | 4062321489571 | 0.97 | 0.88 | KG | 1.68 | CDM | 200 | 100 | 84 | MM | 84039090
8738660682 | Holder oil refilling automatic M21-DS SP | Holder oil refilling automatic M21-DS SP | Halter Öl NFA M21-DS SP | Holder oil refilling automatic M21-DS SP | 46 | 266.98 | 4062321489588 | 1 | 0.88 | KG | 2.731 | CDM | 230 | 125 | 95 | MM | 84039090
8738660683 | Holder current transformer LSA46.3 M7 SP | Holder current transformer LSA46.3 M7 SP | Halter Stromwandler LSA 46.3 M7 SP | Holder current transformer LSA46.3 M7 SP | 44 | 222.48 | 4062321489595 | 1.356 | 0.79 | KG | 0.635 | CDM | 474 | 20 | 67 | MM | 84039090
8738660684 | Holder cylinder temperature control SP | Holder cylinder temperature control SP | Halter Zylinder Einzeltemp. überw. SP | Holder cylinder temperature control SP | 41 | 160.45 | 4062321489601 | 0.074 | 0.07 | KG | 0.041 | CDM | 76 | 30 | 18 | MM | 84039090
8738660685 | Auxiliary switch block 3RH2911-2HA22 SP | Auxiliary switch block 3RH2911-2HA22 SP | Hilfsschalterblock 3RH2911-2HA22 SP | Auxiliary switch block 3RH2911-2HA22 SP | 27 | 42.05 | 4062321489618 | 0.147 | 0.057 | KG | 0.338 | CDM | 100 | 75 | 45 | MM | 84039090
8738660690 | Compactcontrol easYgen-XT-P18440-2081 SP | Compactcontrol easYgen-XT-P18440-2081 SP | Kompaktsteuer easYgen-XT-P1 8440-2081 SP | Compactcontrol easYgen-XT-P18440-2081 SP | 96 | 4112.61 | 4062321489656 | 2.413 | 2.051 | KG | 2.838 | CDM | 335 | 270 | 170 | MM | 84039090
8738660691 | Plastic plug diameter 117,6mm SP | Plastic plug diameter 117,6mm SP | Kunststoffstopfen Ø 117,6mm SP | Plastic plug diameter 117,6mm SP | 32 | 73.62 | 4062321489663 | 0.035 | 0.031 | KG | 0.484 | CDM | 117.6 | 117.6 | 35 | MM | 84039090
8738660692 | Plastic plug diameter 149,2mm SP | Plastic plug diameter 149,2mm SP | Kunststoffstopfen Ø 149,2mm SP | Plastic plug diameter 149,2mm SP | 29 | 53.54 | 4062321489670 | 0.066 | 0.062 | KG | 0.555 | CDM | 149 | 149 | 25 | MM | 84039090
8738660693 | Plastic plug diameter 170,4mm SP | Plastic plug diameter 170,4mm SP | Kunststoffstopfen Ø 170,4mm SP | Plastic plug diameter 170,4mm SP | 30 | 59.86 | 4062321489687 | 0.048 | 0.044 | KG | 1.098 | CDM | 170 | 170 | 38 | MM | 84039090
8738660694 | Plastic plug diameter 29,2mm SP | Plastic plug diameter 29,2mm SP | Kunststoffstopfen Ø 29,2mm SP | Plastic plug diameter 29,2mm SP | 30 | 59.86 | 4062321489694 | 0.006 | 0.002 | KG | 0.016 | CDM | 29.2 | 29.2 | 19 | MM | 84039090
8738660695 | Plastic plug diameter 44,7 SP | Plastic plug diameter 44,7 SP | Kunststoffstopfen Ø 44,7 SP | Plastic plug diameter 44,7 SP | 30 | 59.86 | 4062321489700 | 0.01 | 0.006 | KG | 0.048 | CDM | 44.7 | 44.7 | 24 | MM | 84039090
8738660696 | Plastic plug diameter 61,0mm SP | Plastic plug diameter 61,0mm SP | Kunststoffstopfen Ø 61,0mm SP | Plastic plug diameter 61,0mm SP | 30 | 59.86 | 4062321489717 | 0.012 | 0.008 | KG | 0.093 | CDM | 61 | 61 | 25 | MM | 84039090
8738660697 | Plastic plug diameter 75,8 mm SP | Plastic plug diameter 75,8 mm SP | Kunststoffstopfen Ø 75,8 mm SP | Plastic plug diameter 75,8 mm SP | 30 | 59.86 | 4062321489724 | 0.014 | 0.01 | KG | 0.141 | CDM | 75 | 75 | 25 | MM | 84039090
8738660698 | Plastic plug diameter 42,7mm SP | Plastic plug diameter 42,7mm SP | Kunststoffstopfen 42,7mm SP | Plastic plug diameter 42,7mm SP | 30 | 59.86 | 4062321489731 | 0.008 | 0.004 | KG | 0.034 | CDM | 42.7 | 42.7 | 18.5 | MM | 84039090
8738660701 | Circuit breaker 0,9-1,25A 3RV2011-0KA SP | Circuit breaker 0,9-1,25A 3RV2011-0KA SP | L-Schalter 0,9-1,25A 3RV2011-0KA25 SP | Circuit breaker 0,9-1,25A 3RV2011-0KA SP | 41 | 160.45 | 4062321489762 | 0.472 | 0.382 | KG | 0.463 | CDM | 45 | 106 | 97 | MM | 85362010
8738660704 | Circuit breaker 3,5-5A 3RV2011-1FA25 SP | Circuit breaker 3,5-5A 3RV2011-1FA25 SP | L-Schalter 3,5-5A 3RV2011-1FA25 SP | Circuit breaker 3,5-5A 3RV2011-1FA25 SP | 39 | 132.96 | 4062321489779 | 0.477 | 0.387 | KG | 0.463 | CDM | 120 | 105 | 50 | MM | 85362010
8738660705 | Circuit breaker 5,5-8A 3RV2011-1HA25 SP | Circuit breaker 5,5-8A 3RV2011-1HA25 SP | L-Schalter 5,5-8A 3RV2011-1HA25 SP | Circuit breaker 5,5-8A 3RV2011-1HA25 SP | 39 | 132.96 | 4062321489786 | 0.477 | 0.387 | KG | 0.463 | CDM | 117 | 105 | 50 | MM | 85362010
8738660708 | Pipe motor to precooler int SP | Pipe motor to precooler int SP | LT Motor zu Vorkühler int SP | Pipe motor to precooler int SP | 73 | 1469.76 | 4062321489793 | 13.78 | 6.78 | KG | 43.436 | CDM | 625 | 286 | 243 | MM | 73043983
8738660717 | Hexagon nut ISO 4032 M4 galv. (10x) SP | Hexagon nut ISO 4032 M4 galv. (10x) SP | Mutter ISO 4032 M4 VZ (10x) SP | Hexagon nut ISO 4032 M4 galv. (10x) SP | 11 | 4.79 | 4062321489830 | 0.014 | 0.01 | KG | 0.168 | CCM | 60 | 90 | 5 | MM | 73181692
8738660718 | Power supply unit term. K-Bus KL9400 SP | Power supply unit term. K-Bus KL9400 SP | Netzteilklemme K-Bus KL9400 SP | Power supply unit term. K-Bus KL9400 SP | 44 | 222.48 | 4062321489847 | 0.069 | 0.065 | KG | 0.082 | CDM | 68 | 12 | 100 | MM | 84039090
8738660723 | O-Ring groundplate Turbo SP | O-Ring groundplate Turbo SP | O-Ring Grundplatte Turbo SP | O-Ring groundplate Turbo SP | 32 | 73.62 | 4062321489892 | 0.008 | 0.004 | KG | 0.027 | CDM | 95 | 95 | 3 | MM | 84039090
8738660724 | Oxidation cat OKG 364x090-2-SC09/14 SP | Oxidation cat OKG 364x090-2-SC09/14 SP | Oxi-Kat OKG 364x090-2-SC09/140 SP | Oxidation cat OKG 364x090-2-SC09/14 SP | 94 | 3708.1 | 4062321489908 | 9.96 | 9.2 | KG | 18.652 | CDM | 365 | 365 | 140 | MM | 84039090
8738660725 | Potentiometer 5KO 534 SP | Potentiometer 5KO 534 SP | Potentiometer 5KO 534 SP | Potentiometer 5KO 534 SP | 28 | 47.73 | 4062321489915 | 0.022 | 0.018 | KG | 0.023 | CDM | 23 | 26 | 39 | MM | 84039090
8738660727 | Profibus interface FR-A8NP SP | Profibus interface FR-A8NP SP | Profibus Schnittstelle FR-A8NP SP | Profibus interface FR-A8NP SP | 59 | 728.13 | 4062321489939 | 0.79 | 0.7 | KG | 1.006 | CDM | 355 | 210 | 20 | MM | 84039090
8738660734 | O-ring 80x2,0mm MAN 2848 LE322 (2x) SP | O-ring 80x2,0mm MAN 2848 LE322 (2x) SP | Runddichtring 80x2,0mmMAN2848LE322(2x)SP | O-ring 80x2,0mm MAN 2848 LE322 (2x) SP | 37 | 112.45 | 4062321489977 | 0.016 | 0.012 | KG | 0.013 | CDM | 115 | 90 | 7 | MM | 84039090
8738660735 | Washer ISO 7089 3,2mm galv. (10x) SP | Washer ISO 7089 3,2mm galv. (10x) SP | Scheibe ISO 7089 3,2mm VZ (10x) SP | Washer ISO 7089 3,2mm galv. (10x) SP | 11 | 4.79 | 4062321489984 | 0.006 | 0.002 | KG | 0.049 | CDM | 7 | 7 | 1 | MM | 84039090
8738660736 | Warning label voltage 100mm SP | Warning label voltage 100mm SP | Schild Warnung Spannung 100mm SP | Warning label voltage 100mm SP | 29 | 53.54 | 4062321489991 | 0.006 | 0.002 | KG | 0.01 | CDM | 100 | 100 | 1 | MM | 84039090
8738660739 | Contactor 4kW 24VDC 1NC 3RT2016-2BB42 SP | Contactor 4kW 24VDC 1NC 3RT2016-2BB42 SP | Schütz 4kW 24VDC 1NC 3RT2016-2BB42 SP | Contactor 4kW 24VDC 1NC 3RT2016-2BB42 SP | 31 | 66.74 | 4062321490027 | 0.402 | 0.312 | KG | 0.227 | CDM | 78 | 73 | 50 | MM | 85364900
8738660743 | Shield-kon-connector RSK 201 SP | Shield-kon-connector RSK 201 SP | Shield-Kon-Verbinder RSK 201 SP | Shield-kon-connector RSK 201 SP | 19 | 18.48 | 4062321490058 | 0.006 | 0.002 | KG | 0.001 | CDM | 16 | 10 | 5 | MM | 84039090
8738660749 | Plug 24VDC f. VPS504 S02 SP | Plug 24VDC f. VPS504 S02 SP | Stecker 24 VDC f. VPS504 S02 SP | Plug 24VDC f. VPS504 S02 SP | 30 | 59.86 | 4062321490096 | 0.225 | 0.06 | KG | 0.108 | CDM | 65 | 64 | 26 | MM | 84039090
8738660751 | Blanking plate DN150 PN10 285x240 SP | Blanking plate DN150 PN10 285x240 SP | Steckscheibe DN150 PN10 285x240 SP | Blanking plate DN150 PN10 285x240 SP | 32 | 73.62 | 4062321490102 | 0.586 | 0.58 | KG | 0.118 | CDM | 350 | 250 | 5 | MM | 84039090
8738660754 | Control cable OZ-500 2x1mm² SP | Control cable OZ-500 2x1mm² SP | Steuerleitung OZ-500 2x1mm² SP | Control cable OZ-500 2x1mm² SP | 31 | 66.74 | 4062321490126 | 1.22 | 1.1 | KG | 0.036 | CDM | 220 | 220 | 50 | MM | 85444995
8738660755 | Flow limiter SBG233 G 1/2" SP | Flow limiter SBG233 G 1/2" SP | Strömungswächter SBG233 G 1/2" SP | Flow limiter SBG233 G 1/2" SP | 56 | 585.2 | 4062321490133 | 0.715 | 0.607 | KG | 0.332 | CDM | 215 | 150 | 45 | MM | 90261029
8738660756 | Tuboflex-corrugated hose DN50 l706 ZW SP | Tuboflex-corrugated hose DN50 l706 ZW SP | Tuboflex-Wellschlauch DN50 L706 ZW SP | Tuboflex-corrugated hose DN50 l706 ZW SP | 57 | 632.4 | 4062321490140 | 4.1 | 2.8 | KG | 5.436 | CDM | 110 | 1000 | 110 | MM | 84039090
8738660759 | Zeppelin 66mm mixer 980-200 single SP | Zeppelin 66mm mixer 980-200 single SP | Zeppelin 66mm Mischer 980-200 einfach SP | Zeppelin 66mm mixer 980-200 single SP | 53 | 453.07 | 4062321490171 | 0.419 | 0.415 | KG | 0.486 | CDM | 115 | 65 | 65 | MM | 84039090
8738660763 | Ignition cable MAN E2876E MIC508 SP | Ignition cable MAN E2876E MIC508 SP | Zündkabel MAN E2876E MIC508 SP | Ignition cable MAN E2876E MIC508 SP | 42 | 182.04 | 4062321541569 | 0.183 | 0.177 | KG | 1 | CDM | 400 | 50 | 50 | MM | 84039090
8738660768 | Hole Average Cylinder Head 2876/2842 SP | Hole Average Cylinder Head 2876/2842 SP | Bohrg. Mittelwert Zyl-Kopf 2876/2842 SP | Hole Average Cylinder Head 2876/2842 SP | - | - | 4062321641238 | 13.5 | 13.15 | KG | 2.565 | CDM | 190 | 150 | 90 | MM | 84039090 | Phased out | 8734020042
8738660900 | Deaeration hose Ø12 L640 ECPW | Deaeration hose Ø12 L640 ECPW | Entlüftungsschlauch Ø12 L640 ECPW | Deaeration hose Ø12 L640 ECPW | 25 | 32.89 | 4062321543006 | 0.145 | 0.135 | KG | 0.207 | CDM | 350 | 300 | 20 | MM | 84039090
8738660911 | Deaeration hose Ø12 L700 ECPW | Deaeration hose Ø12 L700 ECPW | Entlüftungsschlauch Ø12 L700 ECPW | Deaeration hose Ø12 L700 ECPW | 26 | 36.29 | 4062321543013 | 0.15 | 0.14 | KG | 0.227 | CDM | 700 | 18 | 18 | MM | 84039090
8738660912 | Deaeration hose Ø12 L400 ECPW | Deaeration hose Ø12 L400 ECPW | Entlüftungsschlauch Ø12 L400 ECPW | Deaeration hose Ø12 L400 ECPW | 20 | 20.5 | 4062321543020 | 0.085 | 0.08 | KG | 0.13 | CDM | 400 | 20 | 20 | MM | 84039090
8738660955 | Engine Cooling Kit 1KS ECPW | Engine Cooling Kit 1KS ECPW | Engine Cooling Kit 1KS ECPW | Engine Cooling Kit 1KS ECPW | 46 | 266.98 | 4062321543037 | 0.7 | 0.62 | KG | 8.014 | CDM | 310 | 235 | 110 | MM | 84039090
8738660980 | Spark plug connector K0192-103 SP | Spark plug connector K0192-103 SP | Zündkerzenstecker K0192-103 SP | Spark plug connector K0192-103 SP | 41 | 160.45 | 4062321608972 | 1.62 | 0.68 | KG | 65.575 | CDM | 235 | 35 | 35 | MM | 84039090
8738660991 | Gas Train ECPW | Gas Train ECPW | Gasstraße-Kit ECPW | Gas Train ECPW | 68 | 1193.35 | 4062321543099 | 2.381 | 2.023 | KG | 8.556 | CDM | 250 | 260 | 270 | MM | 84039090
8738660992 | Harness f/pressure transmitter ECPW | Harness f/pressure transmitter ECPW | Kabelbaum f/Druckmessumformer ECPW | Harness f/pressure transmitter ECPW | 36 | 102.88 | 4062321543105 | 0.06 | 0.03 | KG | 0.516 | CDM | 420 | 300 | 35 | MM | 84039090
8738661051 | End shield B-side WK225 SP | End shield B-side WK225 SP | Lagerschild B-Seite WK225 SP | End shield B-side WK225 SP | 66 | 1078.7 | 4062321492823 | 20 | 17 | KG | 1.113 | CDM | 410 | 410 | 190 | MM | 84039090
8738661169 | Exhaust insul. EN240.2 CE240-2 p15 SP | Exhaust insul. EN240.2 CE240-2 p15 SP | Abgasisol. EN240.2 CE240-2 Teil15 SP | Exhaust insul. EN240.2 CE240-2 p15 SP | 46 | 266.98 | 4062321639488 | 1.85 | 1.572 | KG | 4.5 | CDM | 350 | 270 | 190 | MM | 68069000
8738661170 | Exhaust insul. EN240.2 CE240-2 p16 SP | Exhaust insul. EN240.2 CE240-2 p16 SP | Abgasisol. EN240.2 CE240-2 Teil16 SP | Exhaust insul. EN240.2 CE240-2 p16 SP | 52 | 416.66 | 4062321639495 | 1.65 | 1.402 | KG | 4.5 | CDM | 350 | 270 | 190 | MM | 68069000
8738661174 | Exhaust insul. EN240.2 CE240-2 p17 SP | Exhaust insul. EN240.2 CE240-2 p17 SP | Abgasisol. EN240.2 CE240-2 Teil17 SP | Exhaust insul. EN240.2 CE240-2 p17 SP | 46 | 266.98 | 4062321639501 | 1.8 | 1.53 | KG | 4.5 | CDM | 350 | 270 | 190 | MM | 68069000
8738661175 | Exhaust insul. EN240.2 CE240-2 p18 SP | Exhaust insul. EN240.2 CE240-2 p18 SP | Abgasisol. EN240.2 CE240-2 Teil18 SP | Exhaust insul. EN240.2 CE240-2 p18 SP | 58 | 680.95 | 4062321639518 | 3.28 | 2.788 | KG | 4.5 | CDM | 410 | 310 | 210 | MM | 68069000
8738661176 | Exhaust insul. EN240.2 CE240-2 p19 SP | Exhaust insul. EN240.2 CE240-2 p19 SP | Abgasisol. EN240.2 CE240-2 Teil19 SP | Exhaust insul. EN240.2 CE240-2 p19 SP | 55 | 538.01 | 4062321639525 | 2.56 | 2.176 | KG | 4.5 | CDM | 350 | 270 | 190 | MM | 68069000
8738661177 | Exhaust insul. EN240.2 CE240-2 p20 SP | Exhaust insul. EN240.2 CE240-2 p20 SP | Abgasisol. EN240.2 CE240-2 Teil20 SP | Exhaust insul. EN240.2 CE240-2 p20 SP | 49 | 335.74 | 4062321639532 | 1.9 | 1.615 | KG | 4.5 | CDM | 350 | 270 | 190 | MM | 68069000
8738661179 | Exhaust insul. EN240.2 CE240-2 p21 SP | Exhaust insul. EN240.2 CE240-2 p21 SP | Abgasisol. EN240.2 CE240-2 Teil21 SP | Exhaust insul. EN240.2 CE240-2 p21 SP | 56 | 585.2 | 4062321639549 | 3.65 | 3.102 | KG | 4.5 | CDM | 510 | 320 | 220 | MM | 68069000
8738661208 | Hose 1 TE DN25 (2M) SP | Hose 1 TE DN25 (2M) SP | Schlauch 1 TE DN25 (2M) SP | Hose 1 TE DN25 (2M) SP | - | - | 4062321541576 | 1.795 | 1.525 | KG | 32 | CDM | 520 | 420 | 117 | MM | 84039090 | Phased out
8738661237 | Throttle valve 30.41.055-42-HT SP | Throttle valve 30.41.055-42-HT SP | Drosselklappe 30.41.050-42-HT SP | Throttle valve 30.41.055-42-HT SP | 56 | 585.2 | 4062321529130 | 1.62 | 0.678 | KG | 0.256 | CDM | 80 | 80 | 40 | MM | 84818099
8738661255 | NiCr-Ni Thermoelement MTE, NL 150x4mm SP | NiCr-Ni Thermoelement MTE, NL 150x4mm SP | NiCr-Ni Thermoelement MTE, NL 150x4mm SP | NiCr-Ni Thermoelement MTE, NL 150x4mm SP | 39 | 132.96 | 4062321503994 | 0.306 | 0.3 | KG | 0.149 | CDM | 1240 | 15 | 8 | MM | 84039090
8738661268 | Plug 5/16" 0grd SAEJ2044 SP | Plug 5/16" 0grd SAEJ2044 SP | Stecker 5/16" 0grd SAEJ2044 SP | Plug 5/16" 0grd SAEJ2044 SP | 29 | 53.54 | 4062321504045 | 0.104 | 0.1 | KG | 0.022 | CDM | 55 | 25 | 25 | MM | 84039090
8738661269 | Plug 3/8" 90grd SAEJ2044 SP | Plug 3/8" 90grd SAEJ2044 SP | Stecker 3/8" 90grd SAEJ2044 SP | Plug 3/8" 90grd SAEJ2044 SP | 26 | 36.29 | 4062321504052 | 0.104 | 0.1 | KG | 0.014 | CDM | 40 | 40 | 25 | MM | 84039090
8738661270 | Float switch. RLS 1000 SV10 G1 1/2" SP | Float switch. RLS 1000 SV10 G1 1/2" SP | Schwimmersch. RLS 1000 SV10 G1 1/2" SP | Float switch. RLS 1000 SV10 G1 1/2" SP | 58 | 680.95 | 4062321504069 | 0.95 | 0.807 | KG | 65.575 | CDM | 580 | 110 | 110 | MM | 84039090
8738661281 | Ventilation filter 1" SP | Ventilation filter 1" SP | Entlüftungssieb 1" SP | Ventilation filter 1" SP | 32 | 73.62 | 4062321504083 | 0.063 | 0.059 | KG | 0.03 | CDM | 40 | 40 | 19 | MM | 84219990
8738661283 | Sealing plate Dosing module SP | Sealing plate Dosing module SP | Dichtblech Dosiermodul SP | Sealing plate Dosing module SP | 25 | 32.89 | 4062321504090 | 0.005 | 0.004 | KG | 0.009 | CDM | 45 | 70 | 8 | MM | 84039090
8738661284 | Cheese-head screw ISO 4762 M6x35 galv SP | Cheese-head screw ISO 4762 M6x35 galv SP | Zylinderschr. ISO 4762 M6x35 VZ (10X) SP | Cheese-head screw ISO 4762 M6x35 galv SP | 28 | 47.73 | 4062321504106 | 0.088 | 0.084 | KG | 0.005 | CDM | 70 | 50 | 10 | MM | 84039090
8738661294 | Oxidation catalyst set 600x400x130 SP | Oxidation catalyst set 600x400x130 SP | Oxidationskatalysator-Satz 600x400x130SP | Oxidation catalyst set 600x400x130 SP | 107 | 7079.09 | 4062321504113 | 10.026 | 9.46 | KG | 17.55 | CDM | 450 | 300 | 130 | MM | 84039090
8738661295 | Fabric tape 40x3mm adhesive (12,5M) SP | Fabric tape 40x3mm adhesive (12,5M) SP | Gewebeband 40x3mm selbstkleb. (12,5M) SP | Fabric tape 40x3mm adhesive (12,5M) SP | 44 | 222.48 | 4062321504120 | 4.939 | 3.62 | KG | 10 | CDM | 210 | 210 | 40 | MM | 70196990
8738661297 | Scr catalyst set 600x400x130 SP | Scr catalyst set 600x400x130 SP | SCR-Katalysator-Satz 600x400x130 SP | Scr catalyst set 600x400x130 SP | 104 | 5959.9 | 4062321504137 | 18.181 | 17.42 | KG | 17.55 | CDM | 450 | 300 | 130 | MM | 84039090
8738661425 | Filter set for Öwamat 10 SP | Filter set for Öwamat 10 SP | Filter Set für Öwamat 10 SP | Filter set for Öwamat 10 SP | 45 | 244.05 | 4062321507701 | 0.12 | 0.1 | KG | 7.082 | CDM | 290 | 222 | 110 | MM | 70196990
8738661745 | 3-way-valve+actuator MAZ261.25-10XF | 3-way-valve+actuator MAZ261.25-10XF | 3-Wege-Ventil+Antrieb MAZ261.25-10XF SP | 3-way-valve+actuator MAZ261.25-10XF | 58 | 680.95 | 4062321541583 | 6.5 | 5.9 | KG | 6.482 | CDM | 554 | 150 | 78 | MM | 84818099
8738661747 | Exhaustgas insul. SCR M365/M400 V1 Teil2 | Exhaustgas insul. SCR M365/M400 V1 Teil2 | Abgasisol. Opt. SCR M365/M400 V1Teil2 SP | Exhaustgas insul. SCR M365/M400 V1 Teil2 | 83 | 2359.7 | 4062321541590 | 14.5 | 13 | KG | 699.504 | CDM | 650 | 580 | 480 | MM | 70196990
8738661756 | Adaptor GMT M50V3 | Adaptor GMT M50V3 | Adapter GMT M50V3 SP | Adaptor GMT M50V3 | - | - | 4062321541637 | 3.31 | 2.71 | KG | 0.36 | CDM | 200 | 160 | 160 | MM | 84039090 | Phased out
8738661759 | Install. set f. ignition system MIC3+ | Install. set f. ignition system MIC3+ | Befestigungssatz f. Zündanlage MIC3+ SP | Install. set f. ignition system MIC3+ | 52 | 416.66 | 4062321541668 | 2.86 | 2.6 | KG | 6.413 | CDM | 190 | 125 | 110 | MM | 84039090
8738661761 | Diode jumper for LSAC 44.2 S7/4P | Diode jumper for LSAC 44.2 S7/4P | Diodenbrücke f. LSAC 44.2 S7/4P SP | Diode jumper for LSAC 44.2 S7/4P | 56 | 585.2 | 4062321541682 | 0.122 | 0.118 | KG | 0.112 | CDM | 149 | 75 | 10 | MM | 84039090
8738661767 | Fan Minitron CL 15/01 1,1kW | Fan Minitron CL 15/01 1,1kW | Gebläse Minitron CL 15/01 1,1kW SP | Fan Minitron CL 15/01 1,1kW | 83 | 2359.7 | 4062321541743 | 38 | 31 | KG | 116.1 | CDM | 430 | 450 | 600 | MM | 84039090
8738661770 | Counterpan 16-22mm gray SP | Counterpan 16-22mm gray SP | Gegenwanne 16-22mm grau SP | Counterpan 16-22mm gray SP | 23 | 27.22 | 4062321608989 | 0.007 | 0.003 | KG | 0.006 | CDM | 37 | 27 | 6 | MM | 84039090
8738661780 | Wiring harness MAN E2842 LE202/322/332 | Wiring harness MAN E2842 LE202/322/332 | Kabelbaum MAN E2842 LE202/322/332 SP | Wiring harness MAN E2842 LE202/322/332 | 54 | 493.52 | 4062321541859 | 2.266 | 1.7 | KG | 8.698 | CDM | 413 | 270 | 78 | MM | 84039090
8738661790 | Rod bearing screw 0834/0836 2017 (4x) SP | Rod bearing screw 0834/0836 2017 (4x) SP | Pleuellagerschr.0834/0836 ab 2017(4x) SP | Rod bearing screw 0834/0836 2017 (4x) SP | 37 | 112.45 | 4062321541941 | 0.192 | 0.188 | KG | 0.285 | CDM | 150 | 95 | 20 | MM | 84039090
8738661794 | Red.nipple 1 1/4"-3/4" bl. | Red.nipple 1 1/4"-3/4" bl. | Red.Nippel 1 1/4"-3/4" ST SP | Red.nipple 1 1/4"-3/4" bl. | 21 | 22.92 | 4062321541989 | 0.184 | 0.18 | KG | 0.061 | CDM | 50 | 50 | 32 | MM | 84039090
8738661795 | Ring cable lug 4-6mm² 650/6 (10x) SP | Ring cable lug 4-6mm² 650/6 (10x) SP | Ringkabelschuh 4-6mm² 650/6 (10x) SP | Ring cable lug 4-6mm² 650/6 (10x) SP | 21 | 22.92 | 4062321541996 | 0.024 | 0.02 | KG | 0.001 | CDM | 100 | 75 | 10 | MM | 84039090
8738661797 | Washer 16x30x3mm MAN E2842 LE322 (4x) SP | Washer 16x30x3mm MAN E2842 LE322 (4x) SP | Scheibe 16x30x3mm MAN E2842 LE322(4x) SP | Washer 16x30x3mm MAN E2842 LE322 (4x) SP | 36 | 102.88 | 4062321542016 | 0.04 | 0.036 | KG | 0.003 | CDM | 65 | 35 | 4 | MM | 84039090
8738661802 | Plug nipple 3C382-12-8 | Plug nipple 3C382-12-8 | Stecknippel 3C382-12-8 SP | Plug nipple 3C382-12-8 | 28 | 47.73 | 4062321542047 | 0.054 | 0.05 | KG | 0.02 | CDM | 50 | 30 | 30 | MM | 84039090
8738661803 | Current surge switch RS230-100 230V SP | Current surge switch RS230-100 230V SP | Stromstoßschalter RS230-100 230V SP | Current surge switch RS230-100 230V SP | 31 | 66.74 | 4062321542054 | 0.13 | 0.12 | KG | 0.126 | CDM | 75 | 95 | 20 | MM | 85362010
8738661805 | T-piece 1"x1"x1/2" IG/IG/IG ST SP | T-piece 1"x1"x1/2" IG/IG/IG ST SP | T-Stück 1"x1"x1/2" IG/IG/IG ST SP | T-piece 1"x1"x1/2" IG/IG/IG ST SP | 26 | 36.29 | 4062321542078 | 0.324 | 0.32 | KG | 0.221 | CDM | 60 | 75 | 50 | MM | 84039090
8738661807 | Compression fitting GEV 10x1/4" ss | Compression fitting GEV 10x1/4" ss | Verschraubung GEV 10x1/4" VA SP | Compression fitting GEV 10x1/4" ss | 37 | 112.45 | 4062321542092 | 0.082 | 0.078 | KG | 0.018 | CDM | 25 | 55 | 25 | MM | 84039090
8738661808 | Compression fitting RED 18/08LCF | Compression fitting RED 18/08LCF | Verschraubung RED 18/08LCF SP | Compression fitting RED 18/08LCF | 27 | 42.05 | 4062321542108 | 0.15 | 0.14 | KG | 0.041 | CDM | 45 | 35 | 35 | MM | 84039090
8738661809 | Angle 1 1/4" IG/AG ST SP | Angle 1 1/4" IG/AG ST SP | Winkel 1 1/4" IG/AG ST SP | Angle 1 1/4" IG/AG ST SP | 22 | 24.96 | 4062321542115 | 0.39 | 0.38 | KG | 0.446 | CDM | 90 | 70 | 50 | MM | 84039090
8738661811 | Ignition s. MIC3+ LD MAN E2842 LE202/322 | Ignition s. MIC3+ LD MAN E2842 LE202/322 | Zündanlage MIC3+ LDMANE2842LE202/322 SP | Ignition s. MIC3+ LD MAN E2842 LE202/322 | 102 | 5380.1 | 4062321542139 | 37.4 | 30.4 | KG | 0.54 | CDM | 1200 | 400 | 400 | MM | 84039090
8738661814 | Holder ignition coil MAN E2842 E312 | Holder ignition coil MAN E2842 E312 | Zündspulenhalter MAN E2842 E312 7-12B SP | Holder ignition coil MAN E2842 E312 | 72 | 1402.35 | 4062321542153 | 2.5 | 1 | KG | 9.979 | CDM | 900 | 84 | 132 | MM | 84039090
8738661815 | Contactor 15kW 24VDC 2NO/2NC 3RT2027 | Contactor 15kW 24VDC 2NO/2NC 3RT2027 | Schütz 15kW 24VDC 2NO/2NC3RT2027-2BB44SP | Contactor 15kW 24VDC 2NO/2NC 3RT2027 | 47 | 291.25 | 4062321542160 | 0.794 | 0.694 | KG | 0.491 | CDM | 110 | 160 | 55 | MM | 85364900
8738661853 | Compression fitting ET 28 L71 | Compression fitting ET 28 L71 | Verschraubung ET 28 L71 SP | Compression fitting ET 28 L71 | 39 | 132.96 | 4062321542177 | 0.64 | 0.544 | KG | 0.251 | CDM | 107 | 65 | 43 | MM | 84039090
8738661854 | Compression fitting GAI 28LR71 | Compression fitting GAI 28LR71 | Verschraubung GAI 28LR71 SP | Compression fitting GAI 28LR71 | 39 | 132.96 | 4062321542184 | 0.325 | 0.308 | KG | 0.127 | CDM | 60 | 40 | 40 | MM | 84039090
8738661863 | Compression fitting GZ 28 L71 SP | Compression fitting GZ 28 L71 SP | Verschraubung GZ 28 L71 SP | Compression fitting GZ 28 L71 SP | 39 | 132.96 | 4062321542221 | 0.323 | 0.319 | KG | 0.115 | CDM | 50 | 48 | 48 | MM | 84039090
8738661923 | Oil pressure transducer 3bar 230V 1/4"SP | Oil pressure transducer 3bar 230V 1/4"SP | Druckschalter 3bar voreing. 230 SP | Oil pressure transducer 3bar 230V 1/4"SP | 65 | 1024.8 | 4062321539832 | 0.28 | 0.266 | KG | 0.12 | CDM | 125 | 105 | 110 | MM | 84039090
8738662074 | Spare element Arcusaflex ACT 2,6AT NY SP | Spare element Arcusaflex ACT 2,6AT NY SP | Ersatzelement ARCUSAFLEX ACT 2,6AT NY SP | Spare element Arcusaflex ACT 2,6AT NY SP | 67 | 1125.92 | 4062321551322 | 3.6 | 3.5 | KG | 12.96 | CDM | 360 | 360 | 250 | MM | 84039090
8738662200 | Gas engine oil Pegasus 1 20ltr. SP | Gas engine oil Pegasus 1 20ltr. SP | Gasmotorenöl Pegasus 1 20ltr. SP | Gas engine oil Pegasus 1 20ltr. SP | 48 | 314.16 | 4062321622008 | 0.9 | 0.833 | KG | 29.203 | CDM | 294 | 258 | 385 | MM | 84039090
8738662201 | Bearing greaseKlüberAsonicGHY72 400g SP | Bearing greaseKlüberAsonicGHY72 400g SP | Lagerfett Klüber Asonic GHY 72 400g SP | Bearing greaseKlüberAsonicGHY72 400g SP | 43 | 202.26 | 4062321622015 | 0.443 | 0.4 | KG | 0.746 | CDM | 238 | 56 | 56 | MM | 84039090
8738662683 | Pipe exhaust gas T-piece ext SP | Pipe exhaust gas T-piece ext SP | LT ABG T-Stück ext SP | Pipe exhaust gas T-piece ext SP | 89 | 2979.97 | 4062321580544 | 28.9 | 8.9 | KG | 41.791 | CDM | 510 | 410 | 430 | MM | 84039090
8738662686 | Pipe prim. SIL to OUT ext SP | Pipe prim. SIL to OUT ext SP | LT PSD zu AUS ext SP | Pipe prim. SIL to OUT ext SP | 45 | 244.05 | 4062321580568 | 1.95 | 0.95 | KG | 0.739 | CDM | 1010 | 165 | 170 | MM | 84039090
8738662689 | Pipe motor ABG-out li to ABG-CAT int SP | Pipe motor ABG-out li to ABG-CAT int SP | LT Motor zu KAT int SP | Pipe motor ABG-out li to ABG-CAT int SP | 87 | 2777.7 | 4062321580599 | 26.8 | 6.8 | KG | 83.226 | CDM | 1260 | 540 | 250 | MM | 84039090
8738662692 | Pipe flue gas - ABG cat-housing SP | Pipe flue gas - ABG cat-housing SP | LT Motor zu KAT int SP | Pipe flue gas - ABG cat-housing SP | 84 | 2467.56 | 4062321580612 | 25.5 | 5.5 | KG | 75.075 | CDM | 510 | 420 | 320 | MM | 73044983
8738662693 | Pipe motor to EGHE int SP | Pipe motor to EGHE int SP | LT Motor zu AWT int SP | Pipe motor to EGHE int SP | - | - | 4062321580629 | 32 | 12 | KG | 373.503 | CDM | 1420 | 410 | 1200 | MM | 84039090 | Phased out
8738662694 | Pipe motor to cat int SP | Pipe motor to cat int SP | LT Motor zu KAT int SP | Pipe motor to cat int SP | 91 | 3195.7 | 4062321580636 | 19.7 | 16.4 | KG | 178.5 | CDM | 1000 | 510 | 350 | MM | 84039090
8738662695 | Pipe fluegas motor ABGcat-housingEN50 SP | Pipe fluegas motor ABGcat-housingEN50 SP | LT Abgas Motor ABG Kat-G EN50 SP | Pipe fluegas motor ABGcat-housingEN50 SP | 87 | 2777.7 | 4062321580643 | 26 | 11 | KG | 295.568 | CDM | 1282 | 410 | 1195 | MM | 84039090
8738662697 | Pipe exhaust gascathousingDN350/DN100 SP | Pipe exhaust gascathousingDN350/DN100 SP | LT ABG KAT-G DN350/DN100 SP | Pipe exhaust gascathousingDN350/DN100 SP | 98 | 4530.62 | 4062321580667 | 26.99 | 26.39 | KG | 130.995 | CDM | 600 | 600 | 620 | MM | 84039090
8738662698 | Pipe exhaust gas T-piece ext SP | Pipe exhaust gas T-piece ext SP | LT ABG T-Stück ext SP | Pipe exhaust gas T-piece ext SP | 78 | 1874.26 | 4062321580674 | 2.9 | 2.3 | KG | 7.83 | CDM | 310 | 310 | 310 | MM | 84039090
8738662699 | Pipe drainage DN40/DN80 ext SP | Pipe drainage DN40/DN80 ext SP | LT Entwässerung DN40/DN80 ext SP | Pipe drainage DN40/DN80 ext SP | 75 | 1604.6 | 4062321580681 | 3.5 | 2.9 | KG | 10 | CDM | 310 | 310 | 330 | MM | 84039090
8738662700 | Pipe prim.silencer sec.silencer ext SP | Pipe prim.silencer sec.silencer ext SP | LT PSD zu SSD ext SP | Pipe prim.silencer sec.silencer ext SP | - | - | 4062321580698 | 11.1 | 10.5 | KG | 69.6 | CDM | 600 | 400 | 290 | MM | 84039090 | Phased out | 8738662853
8738662701 | Pipe prim. Silencer 2 M240.2 ext SP | Pipe prim. Silencer 2 M240.2 ext SP | LT SSD 2 M240.2 ext SP | Pipe prim. Silencer 2 M240.2 ext SP | 45 | 244.05 | 4062321580704 | 1.55 | 0.95 | KG | 0.741 | CDM | 1010 | 170 | 170 | MM | 84039090
8738662702 | Pipe prim. Silencer 2 M240.2 ext SP | Pipe prim. Silencer 2 M240.2 ext SP | LT SSD 2 M240.2 ext SP | Pipe prim. Silencer 2 M240.2 ext SP | 49 | 335.74 | 4062321580711 | 1.9 | 1.3 | KG | 0.976 | CDM | 90 | 185 | 1295 | MM | 84039090
8738662703 | Pipe motor to precooler int SP | Pipe motor to precooler int SP | LT Motor zu Vorkühler int SP | Pipe motor to precooler int SP | 101 | 5164.37 | 4062321580728 | 41.7 | 21.7 | KG | 175.717 | CDM | 1200 | 840 | 430 | MM | 84039090
8738662704 | Pipe motor to precooler int SP | Pipe motor to precooler int SP | LT Motor zu Vorkühler int SP | Pipe motor to precooler int SP | 97 | 4328.36 | 4062321580735 | 27.4 | 7.4 | KG | 107.392 | CDM | 1000 | 520 | 520 | MM | 84039090
8738662734 | GMTrail engine MAN E2876 LE302 SP | GMTrail engine MAN E2876 LE302 SP | GMT-Schiene Motor MAN E2876 LE302 SP | GMTrail engine MAN E2876 LE302 SP | 44 | 222.48 | 4062321592615 | 3 | 2.4 | KG | 0.72 | CDM | 120 | 80 | 75 | MM | 84039090
8738662737 | GMTrail engine MAN E0834 E302 SP | GMTrail engine MAN E0834 E302 SP | GMT-Schiene Motor MAN E0834 E302 SP | GMTrail engine MAN E0834 E302 SP | 43 | 202.26 | 4062321592639 | 1.73 | 1.13 | KG | 0.384 | CDM | 250 | 300 | 210 | MM | 84039090
8738662744 | Holder Compact 36/10 V2 20 V2 part 3 SP | Holder Compact 36/10 V2 20 V2 part 3 SP | Halter Compact 36/10 V2 - 20 V2 Teil3 SP | Holder Compact 36/10 V2 20 V2 part 3 SP | 41 | 160.45 | 4062321592684 | 0.17 | 0.16 | KG | 1.2 | CDM | 330 | 20 | 30 | MM | 84039090
8738662745 | Holder Compact 36/20 V2 part 1 SP | Holder Compact 36/20 V2 part 1 SP | Halter Compact 36/20 V2 Teil 1 SP | Holder Compact 36/20 V2 part 1 SP | 43 | 202.26 | 4062321592691 | 5 | 4.4 | KG | 36.75 | CDM | 350 | 350 | 300 | MM | 84039090
8738662749 | Inductive sensor NBB2-8GS35-E3-V1 SP | Inductive sensor NBB2-8GS35-E3-V1 SP | Induktiver Sensor NBB2-8GS35-E3-V1 SP | Inductive sensor NBB2-8GS35-E3-V1 SP | 43 | 202.26 | 4062321608347 | 0.125 | 0.025 | KG | 0.014 | CDM | 90 | 70 | 12 | MM | 85365019
8738662751 | Gasket set inspection cover337x691x2SP | Gasket set inspection cover337x691x2SP | Dichtungs-Set Revisionsdeckel337x691x2SP | Gasket set inspection cover337x691x2SP | 50 | 357.33 | 4062321634384 | 1.87 | 1.589 | KG | 0.466 | CDM | 715 | 55 | 510 | MM | 84039090
8738662753 | Holder air filter int SP | Holder air filter int SP | Halter Luftfilter int SP | Holder air filter int SP | 52 | 416.66 | 4062321592721 | 28.7 | 3.7 | KG | 111.18 | CDM | 1100 | 315 | 305 | MM | 84039090
8738662755 | Pipe PHE to pump int SP | Pipe PHE to pump int SP | LT PWT zu Pumpe int SP | Pipe PHE to pump int SP | 78 | 1874.26 | 4062321592738 | 27.1 | 2.1 | KG | 10.2 | CDM | 310 | 610 | 210 | MM | 84039090
8738662763 | Pipe motor to air separator SP | Pipe motor to air separator SP | LT Motor zu Luftabscheider SP | Pipe motor to air separator SP | 51 | 384.3 | 4062321592745 | 0.33 | 0.03 | KG | 0.049 | CDM | 100 | 70 | 10 | MM | 84039090
8738662765 | Pipe option silencer M50.4 SP | Pipe option silencer M50.4 SP | LT Option Schalldämpfer M50.4 SP | Pipe option silencer M50.4 SP | 72 | 1402.35 | 4062321592769 | 5.63 | 4.786 | KG | 25.868 | CDM | 600 | 300 | 200 | MM | 84039090
8738662778 | Pipe motor to PHE int SP | Pipe motor to PHE int SP | LT Motor zu PWT int SP | Pipe motor to PHE int SP | 82 | 2265.32 | 4062321592776 | 35.8 | 10.8 | KG | 657.194 | CDM | 800 | 2250 | 700 | MM | 84039090
8738662779 | Pipe GAM to motor int SP | Pipe GAM to motor int SP | LT GLM zu Motor int SP | Pipe GAM to motor int SP | 85 | 2561.95 | 4062321592783 | 6.852 | 5.824 | KG | 20.342 | CDM | 500 | 285 | 260 | MM | 84039090
8738662780 | Pipe elastic connection int SP | Pipe elastic connection int SP | LT Elastische Verbindung int SP | Pipe elastic connection int SP | 88 | 2899.06 | 4062321592790 | 6.9 | 5.9 | KG | 7.962 | CDM | 500 | 300 | 200 | MM | 84039090
8738662782 | Pipe oil tank to MV int SP | Pipe oil tank to MV int SP | LT Öltank zu MV int SP | Pipe oil tank to MV int SP | 47 | 291.25 | 4062321592813 | 0.72 | 0.12 | KG | 0.074 | CDM | 153 | 22 | 22 | MM | 84039090
8738662783 | Plug 2" ST with thread M8x1 SP | Plug 2" ST with thread M8x1 SP | Stopfen 2" ST mit Gewinde M8x1 SP | Plug 2" ST with thread M8x1 SP | 42 | 182.04 | 4062321592820 | 0.85 | 0.55 | KG | 0.228 | CDM | 65 | 65 | 54 | MM | 84039090
8738662784 | Plug 1/2" 1.4571 with threaded M8x1 SP | Plug 1/2" 1.4571 with threaded M8x1 SP | Stopfen 1/2" 1.4571 mit Gewinde M8x1 SP | Plug 1/2" 1.4571 with threaded M8x1 SP | 37 | 112.45 | 4062321592837 | 0.35 | 0.05 | KG | 0.017 | CDM | 30 | 30 | 30 | MM | 73072910
8738662785 | Screw knock monitoring MAN SP | Screw knock monitoring MAN SP | Schraube Klopfüberwachung MAN SP | Screw knock monitoring MAN SP | 43 | 202.26 | 4062321592844 | 0.56 | 0.26 | KG | 0.105 | CDM | 235 | 195 | 155 | MM | 73181595
8738662786 | EGHE welded in housing EN20 SP | EGHE welded in housing EN20 SP | AWT im Gehäuse EN20 geschweißt SP | EGHE welded in housing EN20 SP | 103 | 5622.81 | 4062321592851 | 25.85 | 23.2 | KG | 140.53 | CDM | 650 | 470 | 460 | MM | 84039090 | Wijziging prijsgroep vanaf 29/07/26
8738662787 | Bleed containerMW right EN50240 SP | Bleed containerMW right EN50240 SP | Entlüftungsbehälter-MW rechtsEN50-240 SP | Bleed containerMW right EN50240 SP | 71 | 1348.39 | 4062321592868 | 2.14 | 1.819 | KG | 4.18 | CDM | 335 | 235 | 155 | MM | 84039090
8738662788 | Pipe motor to EGHE int SP | Pipe motor to EGHE int SP | LT Motor zu AWT int SP | Pipe motor to EGHE int SP | 94 | 3708.1 | 4062321592875 | 37 | 12 | KG | 373.503 | CDM | 1500 | 320 | 870 | MM | 84039090
8738662789 | Pipe PHE to EGHE int V2 SP | Pipe PHE to EGHE int V2 SP | LT PWT zu AWT int V2 SP | Pipe PHE to EGHE int V2 SP | 91 | 3195.7 | 4062321592882 | 7.797 | 6.627 | KG | 81.747 | CDM | 975 | 445 | 275 | MM | 84039090
8738662790 | Pipe hw EGHE to VL int V2 SP | Pipe hw EGHE to VL int V2 SP | LT HW AWT zu VL int V2 SP | Pipe hw EGHE to VL int V2 SP | 79 | 1955.19 | 4062321592899 | 34.6 | 9.6 | KG | 425.1 | CDM | 800 | 2250 | 700 | MM | 84039090
8738662791 | Pipe EGHE to VL int V3 SP | Pipe EGHE to VL int V3 SP | LT AWT zu VL int V3 SP | Pipe EGHE to VL int V3 SP | 82 | 2265.32 | 4062321592905 | 34.6 | 9.6 | KG | 425.066 | CDM | 850 | 1500 | 900 | MM | 73069000
8738662797 | Pipe engine to collector int V2 SP | Pipe engine to collector int V2 SP | LT Motor zu Sammler int V2 SP | Pipe engine to collector int V2 SP | 78 | 1874.26 | 4062321592950 | 0.82 | 0.697 | KG | 0.896 | CDM | 200 | 110 | 105 | MM | 84039090
8738662798 | Pipe exhaust gascathousingDN200/DN80SP | Pipe exhaust gascathousingDN200/DN80SP | LT ABG KAT-G DN200/DN80 SP | Pipe exhaust gascathousingDN200/DN80SP | 82 | 2265.32 | 4062321592967 | 38.23 | 13.23 | KG | 46.855 | CDM | 505 | 385 | 330 | MM | 84039090
8738662799 | Pipe PHE to EGHE int SP | Pipe PHE to EGHE int SP | LT PWT zu AWT int SP | Pipe PHE to EGHE int SP | 83 | 2359.7 | 4062321592974 | 30.5 | 5.5 | KG | 66.208 | CDM | 660 | 480 | 310 | MM | 84039090
8738662800 | Pipe engine to engine water heat. int SP | Pipe engine to engine water heat. int SP | LT Motor zu MW-Heizung int SP | Pipe engine to engine water heat. int SP | 77 | 1766.39 | 4062321592981 | 40 | 15 | KG | 30.36 | CDM | 930 | 210 | 210 | MM | 84039090
8738662801 | EGHE DN200/1995 21,3 bl. SP | EGHE DN200/1995 21,3 bl. SP | AWT DN200/1995 21,3 ST SP | EGHE DN200/1995 21,3 bl. SP | 106 | 6701.54 | 4062321592998 | 162 | 137 | KG | 271.272 | CDM | 80 | 230 | 62 | MM | 84039090
8738662802 | Connection flange PHE 2'' SP | Connection flange PHE 2'' SP | Anschluss Flansch PWT 2" SP | Connection flange PHE 2'' SP | 56 | 585.2 | 4062321593001 | 2.34 | 1.34 | KG | 0.439 | CDM | 130 | 130 | 26 | MM | 84039090
8738662804 | Pipe intake manifold SP | Pipe intake manifold SP | LT Ansaugkrümmer SP | Pipe intake manifold SP | 82 | 2265.32 | 4062321593018 | 31.82 | 6.82 | KG | 27.843 | CDM | 605 | 310 | 220 | MM | 84039090
8738662807 | Holder pipe mc int SP | Holder pipe mc int SP | Halter LT GMK int SP | Holder pipe mc int SP | 55 | 538.01 | 4062321593032 | 2.53 | 1.53 | KG | 2.452 | CDM | 620 | 105 | 105 | MM | 84039090
8738662810 | EWSDN25x550 turned off SP | EWSDN25x550 turned off SP | EWS-DN25x550-Abgedreht SP | EWSDN25x550 turned off SP | 79 | 1955.19 | 4062321593049 | 2.25 | 1.25 | KG | 1.058 | CDM | 620 | 105 | 105 | MM | 83071000
8738662812 | Pipe exhaust gas cooler to 2WV int SP | Pipe exhaust gas cooler to 2WV int SP | LT ABG Kühler zu 3WV int SP | Pipe exhaust gas cooler to 2WV int SP | 91 | 3195.7 | 4062321593056 | 1.325 | 1.126 | KG | 2.14 | CDM | 340 | 235 | 160 | MM | 84039090
8738662813 | Pipe PHE to 2WV int SP | Pipe PHE to 2WV int SP | LT PWT zu 2WV int SP | Pipe PHE to 2WV int SP | 66 | 1078.7 | 4062321593063 | 2.04 | 1.04 | KG | 0.895 | CDM | 210 | 310 | 160 | MM | 84039090
8738662814 | Pipe 3WV to pump int SP | Pipe 3WV to pump int SP | LT 3WV zu Pumpe int SP | Pipe 3WV to pump int SP | 68 | 1193.35 | 4062321593070 | 1.81 | 0.81 | KG | 1.406 | CDM | 305 | 205 | 160 | MM | 84039090
8738662815 | Flue gas tee cond. collector EN50 SP | Flue gas tee cond. collector EN50 SP | Abgas T-Stück Kondensatsammler EN50 SP | Flue gas tee cond. collector EN50 SP | 76 | 1685.5 | 4062321593087 | 4.68 | 3.68 | KG | 15.477 | CDM | 505 | 380 | 335 | MM | 84039090
8738662817 | CHP module support M50M240 SP | CHP module support M50M240 SP | BHKW-Unterlage M50-M240 SP | CHP module support M50M240 SP | 95 | 3896.87 | 4062321593094 | 1.9 | 0.9 | KG | 0.406 | CDM | 303 | 203 | 160 | MM | 84039090
8738662818 | Oil flow reduction SP | Oil flow reduction SP | Reduzierung Öldurchfluss SP | Oil flow reduction SP | 59 | 728.13 | 4062321593100 | 0.325 | 0.308 | KG | 0.184 | CDM | 200 | 90 | 50 | MM | 84039090 | Wijziging prijsgroep vanaf 29/07/26
8738662820 | Screw DIN 931 M16x60 with flag SP | Screw DIN 931 M16x60 with flag SP | Schraube DIN 931 M16x60 mit Fahne SP | Screw DIN 931 M16x60 with flag SP | 47 | 291.25 | 4062321593124 | 0.77 | 0.17 | KG | 0.158 | CDM | 85 | 75 | 30 | MM | 84039090
8738662821 | Pipe 2WV to motor int SP | Pipe 2WV to motor int SP | LT 2WV zu Motor int SP | Pipe 2WV to motor int SP | 49 | 335.74 | 4062321593131 | 1.19 | 0.19 | KG | 1.534 | CDM | 505 | 360 | 20 | MM | 84039090
8738662825 | Exhaust gas heatexchangerDN300/2550 21SP | Exhaust gas heatexchangerDN300/2550 21SP | AWT DN300/2550 21,3 ST 99 Rohre SP | Exhaust gas heatexchangerDN300/2550 21SP | 116 | 10827.63 | 4062321593148 | 435 | 410 | KG | 1022.58 | CDM | 820 | 2750 | 670 | MM | 84195080
8738662826 | Exhaust gas heatexchangerDN300/1985 21SP | Exhaust gas heatexchangerDN300/1985 21SP | AWT DN300/1985 21,3 ST 79 Rohre SP | Exhaust gas heatexchangerDN300/1985 21SP | 112 | 9142.14 | 4062321593155 | 310 | 285 | KG | 514.303 | CDM | 600 | 2400 | 600 | MM | 84039090
8738662828 | Pipe bench A to exh. gas collector intSP | Pipe bench A to exh. gas collector intSP | LT Motor Bank A zu ABG Sammler int SP | Pipe bench A to exh. gas collector intSP | 97 | 4328.36 | 4062321593162 | 46.8 | 21.8 | KG | 68.03 | CDM | 660 | 480 | 405 | MM | 84039090
8738662829 | Pipe bench A to exh.gas collector int SP | Pipe bench A to exh.gas collector int SP | LT Motor Bank A zu ABG Sammler int SP | Pipe bench A to exh.gas collector int SP | 98 | 4530.62 | 4062321593179 | 46.8 | 21.8 | KG | 68.03 | CDM | 790 | 470 | 300 | MM | 84039090
8738662832 | Pipe exhaust gas Tpiece ext SP | Pipe exhaust gas Tpiece ext SP | LT ABG T-Stück ext SP | Pipe exhaust gas Tpiece ext SP | 77 | 1766.39 | 4062321593193 | 2.802 | 2.381 | KG | 10.005 | CDM | 255 | 300 | 210 | MM | 84039090
8738662834 | Holder battery 12V SBL 150 12i top SP | Holder battery 12V SBL 150 12i top SP | Halter Batterie 12V SBL 150 12i oben SP | Holder battery 12V SBL 150 12i top SP | 57 | 632.4 | 4062321593216 | 4.5 | 3.5 | KG | 10.455 | CDM | 820 | 210 | 210 | MM | 84039090
8738662836 | Holder battery 12V SBL 150 12i bottom SP | Holder battery 12V SBL 150 12i bottom SP | Halter Batterie 12V SBL 150 12i unten SP | Holder battery 12V SBL 150 12i bottom SP | 56 | 585.2 | 4062321593223 | 3.7 | 2.7 | KG | 2.55 | CDM | 820 | 210 | 210 | MM | 84039090
8738662837 | Strut Holder battery 12V SBL 150 12i SP | Strut Holder battery 12V SBL 150 12i SP | Strebe Halter Batterie 12V SBL150 12i SP | Strut Holder battery 12V SBL 150 12i SP | 51 | 384.3 | 4062321593230 | 1.47 | 0.47 | KG | 0.076 | CDM | 305 | 305 | 110 | MM | 84039090
8738662838 | Support Holder battery 12VSBL150 12iSP | Support Holder battery 12VSBL150 12iSP | Stütze Halter Batterie 12V SBL150 12i SP | Support Holder battery 12VSBL150 12iSP | 56 | 585.2 | 4062321593247 | 1.3 | 0.7 | KG | 1.116 | CDM | 305 | 305 | 110 | MM | 84039090
8738662840 | Double nipple R1"xG1" brass SP | Double nipple R1"xG1" brass SP | Doppelnippel R1"xG1" Messing SP | Double nipple R1"xG1" brass SP | 44 | 222.48 | 4062321593261 | 0.44 | 0.14 | KG | 0.088 | CDM | 50 | 42 | 42 | MM | 84039090
8738662841 | Cover batterie 65Ah SP | Cover batterie 65Ah SP | Abdeckung Batterie 65Ah SP | Cover batterie 65Ah SP | 55 | 538.01 | 4062321593278 | 0.33 | 0.03 | KG | 0.024 | CDM | 300 | 205 | 155 | MM | 84039090
8738662842 | Copper busbar above SP | Copper busbar above SP | Kupferlasche oben SP | Copper busbar above SP | 50 | 357.33 | 4062321593285 | 0.33 | 0.03 | KG | 0.004 | CDM | 50 | 15 | 5 | MM | 84039090
8738662843 | Pipe exhaust gas cathousing DN300/100SP | Pipe exhaust gas cathousing DN300/100SP | LT ABG KAT-G DN300/DN100 SP | Pipe exhaust gas cathousing DN300/100SP | 94 | 3708.1 | 4062321593292 | 25.9 | 24.9 | KG | 88.2 | CDM | 600 | 800 | 650 | MM | 84039090 | Wijziging prijsgroep vanaf 29/07/26
8738662845 | Pipe motor to pressuretransmitter int SP | Pipe motor to pressuretransmitter int SP | LT Motor zu Drucktransmitter int SP | Pipe motor to pressuretransmitter int SP | 46 | 266.98 | 4062321593315 | 0.64 | 0.04 | KG | 0.018 | CDM | 305 | 200 | 155 | MM | 84039090
8738662846 | Pipe engine waterheating to engine intSP | Pipe engine waterheating to engine intSP | LT MW-Heizung zu Motor int SP | Pipe engine waterheating to engine intSP | 79 | 1955.19 | 4062321593322 | 28.9 | 3.9 | KG | 28.196 | CDM | 600 | 310 | 220 | MM | 84039090
8738662847 | Machinery arrangement kit EN365/EN400 SP | Machinery arrangement kit EN365/EN400 SP | Maschinenaufstellset EN365 / EN400 SP | Machinery arrangement kit EN365/EN400 SP | 77 | 1766.39 | 4062321593339 | 3.99 | 3.39 | KG | 7.5 | CDM | 310 | 310 | 210 | MM | 84039090
8738662850 | Pipe motor to collector int SP | Pipe motor to collector int SP | LT Motor zu Sammler int SP | Pipe motor to collector int SP | 79 | 1955.19 | 4062321593346 | 0.803 | 0.683 | KG | 1.247 | CDM | 185 | 123 | 133 | MM | 84039090
8738662851 | Pipe exhaust gas collector to CAT int SP | Pipe exhaust gas collector to CAT int SP | LT Abgassammler zu KAT int SP | Pipe exhaust gas collector to CAT int SP | 88 | 2899.06 | 4062321593353 | 3.47 | 2.949 | KG | 10.296 | CDM | 485 | 285 | 260 | MM | 84039090
8738662852 | Pipe client to EGHE int SP | Pipe client to EGHE int SP | LT Kunde zu AWT int SP | Pipe client to EGHE int SP | 92 | 3344.02 | 4062321593360 | 29.6 | 4.6 | KG | 94.08 | CDM | 1080 | 310 | 310 | MM | 84039090
8738662853 | Pipe prim.silencer to sec.silencer extSP | Pipe prim.silencer to sec.silencer extSP | LT PSD zu SSD ext SP | Pipe prim.silencer to sec.silencer extSP | 81 | 2143.96 | 4062321593377 | 35.5 | 10.5 | KG | 69.6 | CDM | 600 | 800 | 540 | MM | 84039090
8738662854 | Hose connector 25,0x2,0mm SP | Hose connector 25,0x2,0mm SP | Schlauchverbinder 25,0x2,0mm SP | Hose connector 25,0x2,0mm SP | 41 | 160.45 | 4062321593384 | 0.067 | 0.064 | KG | 0.038 | CDM | 60 | 25 | 25 | MM | 84039090
8738662855 | Pipe prim. Silencer 2 M240.2 ext SP | Pipe prim. Silencer 2 M240.2 ext SP | LT SSD 2 M240.2 ext SP | Pipe prim. Silencer 2 M240.2 ext SP | - | - | 4062321593391 | 1.55 | 0.95 | KG | 0.741 | CDM | 1010 | 107 | 125 | MM | 84039090 | Phased out | 8738662701
8738662858 | Pipe pump to motor int SP | Pipe pump to motor int SP | LT Pumpe zu Motor int SP | Pipe pump to motor int SP | 84 | 2467.56 | 4062321593414 | 29.7 | 4.7 | KG | 70.8 | CDM | 220 | 220 | 1250 | MM | 84039090
8738662859 | Cable set for Lambda regulation 3,0mSP | Cable set for Lambda regulation 3,0mSP | Kabelsatz für Lambdaregelung 3,0m SP | Cable set for Lambda regulation 3,0mSP | 72 | 1402.35 | 4062321593421 | 0.34 | 0.24 | KG | 0.108 | CDM | 220 | 175 | 40 | MM | 84039090
8738662860 | Actuator Throttle valve SP | Actuator Throttle valve SP | Stellantrieb Drosselklappe SP | Actuator Throttle valve SP | 68 | 1193.35 | 4062321593438 | 0.4 | 0.3 | KG | 1.43 | CDM | 300 | 205 | 160 | MM | 84039090
8738662861 | Pipe motor to pressure transmitter intSP | Pipe motor to pressure transmitter intSP | LT Motor zu Drucktransmitter int SP | Pipe motor to pressure transmitter intSP | 54 | 493.52 | 4062321593445 | 0.18 | 0.08 | KG | 0.341 | CDM | 200 | 175 | 10 | MM | 84039090
8738662865 | Lambda-regulating flap NW42MT SP | Lambda-regulating flap NW42MT SP | Lambda-Stellklappe NW42MT SP | Lambda-regulating flap NW42MT SP | 108 | 7497.09 | 4062321608354 | 2.801 | 1.801 | KG | 9 | CDM | 300 | 150 | 200 | MM | 84039090
8738662868 | Exh. isol. SCR M365/M400V1 Part2 Set1 SP | Exh. isol. SCR M365/M400V1 Part2 Set1 SP | Abg.isol. SCR M365/M400V1 Teil2 Satz1 SP | Exh. isol. SCR M365/M400V1 Part2 Set1 SP | 73 | 1469.76 | 4062321640644 | 9.773 | 8.307 | KG | 112 | CDM | 605 | 415 | 425 | MM | 84039090
8738662869 | Exh. isol. SCR M365/M400V1 Part2 Set2 SP | Exh. isol. SCR M365/M400V1 Part2 Set2 SP | Abg.isol. SCR M365/M400V1 Teil2 Satz2 SP | Exh. isol. SCR M365/M400V1 Part2 Set2 SP | 73 | 1469.76 | 4062321640651 | 8.672 | 7.371 | KG | 112 | CDM | 610 | 415 | 320 | MM | 84039090
8738662871 | Exh. isol. SCR M365/M400V1 Part2 Set3 SP | Exh. isol. SCR M365/M400V1 Part2 Set3 SP | Abg.isol. SCR M365/M400V1 Teil2 Satz3 SP | Exh. isol. SCR M365/M400V1 Part2 Set3 SP | 76 | 1685.5 | 4062321640668 | 14.108 | 11.992 | KG | 112 | CDM | 610 | 410 | 420 | MM | 84039090
8738662872 | Exh. isol. SCR M400NEV1.0 Part1 Set4 SP | Exh. isol. SCR M400NEV1.0 Part1 Set4 SP | Abg.isol. SCR M400NEV1.0 Teil1 Satz4 SP | Exh. isol. SCR M400NEV1.0 Part1 Set4 SP | 63 | 930.4 | 4062321640675 | 10.184 | 8.656 | KG | 112 | CDM | 615 | 415 | 325 | MM | 84039090
8738662873 | Exh. isol. SCR M400NEV1.0 Part1 Set5 SP | Exh. isol. SCR M400NEV1.0 Part1 Set5 SP | Abg.isol. SCR M400NEV1.0 Teil1 Satz5 SP | Exh. isol. SCR M400NEV1.0 Part1 Set5 SP | 95 | 3896.87 | 4062321640682 | 76 | 64.6 | KG | 112 | CDM | 1190 | 790 | 420 | MM | 84039090
8738662875 | Exh. isol. SCR M400NEV1.0 Part1 Set6 SP | Exh. isol. SCR M400NEV1.0 Part1 Set6 SP | Abg.isol. SCR M400NEV1.0 Teil1 Satz6 SP | Exh. isol. SCR M400NEV1.0 Part1 Set6 SP | 74 | 1537.17 | 4062321640699 | 19.95 | 16.957 | KG | 112 | CDM | 650 | 570 | 465 | MM | 84039090
8738662876 | Exh. isol. SCR M400NEV1.0 Part1 Set7 SP | Exh. isol. SCR M400NEV1.0 Part1 Set7 SP | Abg.isol. SCR M400NEV1.0 Teil1 Satz7 SP | Exh. isol. SCR M400NEV1.0 Part1 Set7 SP | 79 | 1955.19 | 4062321640705 | 18.33 | 15.58 | KG | 112 | CDM | 570 | 580 | 475 | MM | 84039090
8738662877 | Exh. isol. SCR M400NEV1.0 Part1 Set8 SP | Exh. isol. SCR M400NEV1.0 Part1 Set8 SP | Abg.isol. SCR M400NEV1.0 Teil1 Satz8 SP | Exh. isol. SCR M400NEV1.0 Part1 Set8 SP | 68 | 1193.35 | 4062321640712 | 10.013 | 8.511 | KG | 112 | CDM | 600 | 455 | 330 | MM | 84039090
8738662878 | Exh. isol. Op. SCR M365/M400V1.1 Set4 SP | Exh. isol. Op. SCR M365/M400V1.1 Set4 SP | Abg.isol. Op. SCR M365/M400V1.1 Satz4 SP | Exh. isol. Op. SCR M365/M400V1.1 Set4 SP | 79 | 1955.19 | 4062321640729 | 23.5 | 19.975 | KG | 112 | CDM | 700 | 400 | 400 | MM | 84039090
8738662879 | Exh. isol. Op. SCR M365/M400V1.1 Set5 SP | Exh. isol. Op. SCR M365/M400V1.1 Set5 SP | Abg.isol. Op. SCR M365/M400V1.1 Satz5 SP | Exh. isol. Op. SCR M365/M400V1.1 Set5 SP | 96 | 4112.61 | 4062321640736 | 77.6 | 65.96 | KG | 112 | CDM | 1200 | 800 | 600 | MM | 84039090
8738662880 | Exh. isol. Op. SCR M365/M400V1.1 Set6 SP | Exh. isol. Op. SCR M365/M400V1.1 Set6 SP | Abg.isol. Op. SCR M365/M400V1.1 Satz6 SP | Exh. isol. Op. SCR M365/M400V1.1 Set6 SP | 72 | 1402.35 | 4062321640743 | 17.22 | 14.637 | KG | 112 | CDM | 700 | 400 | 400 | MM | 84039090
8738662882 | Exh. isol. Op. SCR M365/M400V1.1 Set7 SP | Exh. isol. Op. SCR M365/M400V1.1 Set7 SP | Abg.isol. Op. SCR M365/M400V1.1 Satz7 SP | Exh. isol. Op. SCR M365/M400V1.1 Set7 SP | 79 | 1955.19 | 4062321640750 | 19.1 | 16.235 | KG | 112 | CDM | 700 | 400 | 400 | MM | 84039090
8738662883 | Exh. isol. Op. SCR M365/M400V1.1 Set8 SP | Exh. isol. Op. SCR M365/M400V1.1 Set8 SP | Abg.isol. Op. SCR M365/M400V1.1 Satz8 SP | Exh. isol. Op. SCR M365/M400V1.1 Set8 SP | 62 | 876.45 | 4062321640767 | 10.859 | 9.23 | KG | 112 | CDM | 630 | 430 | 330 | MM | 84039090
8738662927 | Special chamber seal DN300 WN-35-36 SP | Special chamber seal DN300 WN-35-36 SP | Sonderkammerdichtung DN300 WN-35-36 SP | Special chamber seal DN300 WN-35-36 SP | - | - | 4062321634407 | 0.5 | 0.2 | KG | 0.328 | CDM | 595 | 20 | 445 | MM | 84039090 | Phased out | 8738667813
8738663090 | Clamp+insert ring, 16,5-18,8 V2A SP | Clamp+insert ring, 16,5-18,8 V2A SP | Ohrklemme+Einlagenring, 16,5-18,8 V2A SP | Clamp+insert ring, 16,5-18,8 V2A SP | 26 | 36.29 | 4062321609016 | 0.104 | 0.1 | KG | 0.005 | CDM | 25 | 20 | 10 | MM | 84039090
8738663112 | Sensor cable lambda probe after cat SP | Sensor cable lambda probe after cat SP | Sensorkabel Lambdasonde nach Kat SP | Sensor cable lambda probe after cat SP | 42 | 182.04 | 4062321640354 | 0.7 | 0.4 | KG | 0.21 | CDM | 380 | 300 | 40 | MM | 84039090
8738663118 | Sensor cable crankshaft SP | Sensor cable crankshaft SP | Sensorkabel Kurbelwelle SP | Sensor cable crankshaft SP | 43 | 202.26 | 4062321640361 | 0.5 | 0.2 | KG | 0.072 | CDM | 270 | 270 | 40 | MM | 84039090
8738663210 | Throttle valve 30.41.105-68-HT SP | Throttle valve 30.41.105-68-HT SP | Drosselklappe 30.41.100-68-HT SP | Throttle valve 30.41.105-68-HT SP | 57 | 632.4 | 4062321607876 | 1.567 | 1.267 | KG | 9.136 | CDM | 301 | 201 | 151 | MM | 84818099
8738663289 | Cat-opti. cat-housing M50V3 SP | Cat-opti. cat-housing M50V3 SP | KAT-Opti. Konenkat M50V3 SP | Cat-opti. cat-housing M50V3 SP | - | - | 4062321640408 | 27 | 20 | KG | 30.576 | CDM | 390 | 280 | 280 | MM | 84039090 | Phased out
8738663412 | LTE/UMTS/GSM Indoor Antenna, Cable 5m SP | LTE/UMTS/GSM Indoor Antenna, Cable 5m SP | LTE/UMTS/GSM Innenantenne, Kabel 5m SP | LTE/UMTS/GSM Indoor Antenna, Cable 5m SP | 42 | 182.04 | 4062321623937 | 0.368 | 0.35 | KG | 0.091 | CDM | 295 | 145 | 30 | MM | 84039090
8738663422 | Switching power supply NDR120W12 SP | Switching power supply NDR120W12 SP | Schaltnetzteil NDR120W12 SP | Switching power supply NDR120W12 SP | 42 | 182.04 | 4062321615383 | 0.611 | 0.519 | KG | 0.568 | CDM | 150 | 143 | 60 | MM | 84039090
8738663426 | Exh.gas insul. cat-housing M50V3 SP | Exh.gas insul. cat-housing M50V3 SP | Abgasisolierung Konenkat M50V3 SP | Exh.gas insul. cat-housing M50V3 SP | 67 | 1125.92 | 4062321640477 | 6.64 | 5.644 | KG | 64.925 | CDM | 530 | 350 | 350 | MM | 84039090
8738663459 | Gasket 49x92x2mm Novaform SK SP | Gasket 49x92x2mm Novaform SK SP | Dichtung 49x92x2mm Novafo | Gasket 49x92x2mm Novaform SK SP | 16 | 12.66 | 4062321620004 | 0.028 | 0.018 | KG | 0.009 | CDM | 92 | 49 | 2 | MM | 84039090
8738663464 | Gasket 63x95x2mm Novaform SK SP | Gasket 63x95x2mm Novaform SK SP | Dichtung 63x95x2mm Novafo | Gasket 63x95x2mm Novaform SK SP | 16 | 12.66 | 4062321620035 | 0.025 | 0.015 | KG | 0.012 | CDM | 95 | 95 | 2 | MM | 84039090
8738663465 | Gasket 325x378x2mm Novaform SK S | Gasket 325x378x2mm Novaform SK S | Dichtung 325x378x2mm Nova | Gasket 325x378x2mm Novaform SK S | 33 | 80.64 | 4062321620042 | 0.101 | 0.091 | KG | 0.246 | CDM | 378 | 325 | 2 | MM | 84039090
8738663466 | Gasket 49x120x2mm Novaform SK SP | Gasket 49x120x2mm Novaform SK SP | Dichtung 49x120x2mm Novaf | Gasket 49x120x2mm Novaform SK SP | 19 | 18.48 | 4062321620059 | 0.033 | 0.031 | KG | 0.012 | CDM | 120 | 120 | 3 | MM | 84039090
8738663467 | Gasket 77x127x2mm Novapress Basi | Gasket 77x127x2mm Novapress Basi | Dichtung 77x127x2mm Novap | Gasket 77x127x2mm Novapress Basi | 16 | 12.66 | 4062321620066 | 0.038 | 0.028 | KG | 0.02 | CDM | 127 | 77 | 2 | MM | 68159100
8738663469 | Gasket 90x142x2mm Novapress Basi | Gasket 90x142x2mm Novapress Basi | Dichtung 90x142x2mm Novap | Gasket 90x142x2mm Novapress Basi | 16 | 12.66 | 4062321620073 | 0.048 | 0.038 | KG | 0.026 | CDM | 142 | 90 | 2 | MM | 68159100
8738663470 | Gasket butterfly valve 70 RMG SP | Gasket butterfly valve 70 RMG SP | Dichtung Drosselklappe 70 | Gasket butterfly valve 70 RMG SP | 17 | 14.44 | 4062321620080 | 0.022 | 0.012 | KG | 0.03 | CDM | 100 | 100 | 3 | MM | 84039090
8738663474 | Gasket 49x92x2mm Novapress Basic | Gasket 49x92x2mm Novapress Basic | Dichtung 49x92x2mm Novapr | Gasket 49x92x2mm Novapress Basic | 14 | 9.38 | 4062321620127 | 0.026 | 0.016 | KG | 0.009 | CDM | 95 | 95 | 3 | MM | 68159100
8738663475 | Gasket 77x116x2mm Novapress Basi | Gasket 77x116x2mm Novapress Basi | Dichtung 77x116x2mm Novap | Gasket 77x116x2mm Novapress Basi | 16 | 12.66 | 4062321620134 | 0.029 | 0.019 | KG | 0.018 | CDM | 116 | 77 | 2 | MM | 68159100
8738663476 | Gasket 90x132x2mm Novapress Basi | Gasket 90x132x2mm Novapress Basi | Dichtung 90x132x2mm Novap | Gasket 90x132x2mm Novapress Basi | 16 | 12.66 | 4062321620141 | 0.042 | 0.032 | KG | 0.024 | CDM | 132 | 90 | 2 | MM | 68159100
8738663479 | Gasket 48x55x2mm Novatec Premium | Gasket 48x55x2mm Novatec Premium | Dichtung 48x55x2mm Novate | Gasket 48x55x2mm Novatec Premium | 12 | 6.06 | 4062321620172 | 0.012 | 0.002 | KG | 0.005 | CDM | 55 | 48 | 2 | MM | 68159100
8738663480 | Gasket 17x24x2mm SP | Gasket 17x24x2mm SP | Dichtung 17x24x2mm SP | Gasket 17x24x2mm SP | 10 | 3.52 | 4062321620189 | 0.011 | 0.001 | KG | 0.001 | CDM | 24 | 17 | 2 | MM | 84039090
8738663483 | Gasket 92x140x2mm Novaform SK SP | Gasket 92x140x2mm Novaform SK SP | Dichtung 92x140x2mm Novaf | Gasket 92x140x2mm Novaform SK SP | 21 | 22.92 | 4062321620196 | 0.052 | 0.032 | KG | 0.026 | CDM | 140 | 92 | 2 | MM | 84039090
8738663484 | Gasket 94x134x2mm Novaform SK SP | Gasket 94x134x2mm Novaform SK SP | Dichtung 94x134x2mm Novaf | Gasket 94x134x2mm Novaform SK SP | 21 | 22.92 | 4062321620202 | 0.046 | 0.026 | KG | 0.025 | CDM | 135 | 135 | 2 | MM | 84039090
8738663485 | Gasket 40x82x2mm Novaphit SSTC S | Gasket 40x82x2mm Novaphit SSTC S | Dichtung 40x82x2mm Novaph | Gasket 40x82x2mm Novaphit SSTC S | 16 | 12.66 | 4062321620219 | 0.021 | 0.011 | KG | 0.007 | CDM | 82 | 40 | 2 | MM | 68151900
8738663486 | Gas seal 49x92x3mm DN40 SP | Gas seal 49x92x3mm DN40 SP | Gasdichtung 49x92x3mm DN4 | Gas seal 49x92x3mm DN40 SP | 16 | 12.66 | 4062321620226 | 0.012 | 0.002 | KG | 0.014 | CDM | 92 | 49 | 3 | MM | 84039090
8738663490 | Gas seal 77x127x3mm DN65 SP | Gas seal 77x127x3mm DN65 SP | Gasdichtung 77x127x3mm DN | Gas seal 77x127x3mm DN65 SP | 16 | 12.66 | 4062321620240 | 0.042 | 0.032 | KG | 0.029 | CDM | 130 | 130 | 3 | MM | 84039090
8738663491 | Gasket 43x82x2mm Novapress Basic | Gasket 43x82x2mm Novapress Basic | Dichtung 43x82x2mm Novapr | Gasket 43x82x2mm Novapress Basic | 14 | 9.38 | 4062321620257 | 0.023 | 0.013 | KG | 0.007 | CDM | 82 | 43 | 2 | MM | 84039090
8738663492 | Gasket 40x56x2mm Novapress Unive | Gasket 40x56x2mm Novapress Unive | Dichtung 40x56x2mm Novapr | Gasket 40x56x2mm Novapress Unive | 14 | 9.38 | 4062321620264 | 0.014 | 0.004 | KG | 0.004 | CDM | 56 | 40 | 2 | MM | 84039090
8738663493 | Gasket 45x59x2mm Novapress Basic | Gasket 45x59x2mm Novapress Basic | Dichtung 45x59x2mm Novapr | Gasket 45x59x2mm Novapress Basic | 19 | 18.48 | 4062321620271 | 0.014 | 0.004 | KG | 0.005 | CDM | 59 | 45 | 2 | MM | 68159100
8738663495 | Gasket 23x31x2mm Novapress Basic | Gasket 23x31x2mm Novapress Basic | Dichtung 23x31x2mm Novapr | Gasket 23x31x2mm Novapress Basic | 12 | 6.06 | 4062321620288 | 0.011 | 0.001 | KG | 0.001 | CDM | 31 | 23 | 2 | MM | 68159100
8738663497 | Loctite 55 160m SP | Loctite 55 160m SP | Loctite 55 160m SP | Loctite 55 160m SP | 30 | 59.86 | 4062321620295 | 0.135 | 0.125 | KG | 0.21 | CDM | 95 | 47 | 47 | MM | 84039090
8738663504 | Cyanacrylate adhesives30gr.pen W | Cyanacrylate adhesives30gr.pen W | Cyanacrylat-Kleber 30gr. | Cyanacrylate adhesives30gr.pen W | 29 | 53.54 | 4062321620301 | 0.054 | 0.044 | KG | 0.118 | CDM | 34 | 21 | 165 | MM | 84039090
8738663510 | Gasket gam 200 SP | Gasket gam 200 SP | Dichtung GLM 200 SP | Gasket gam 200 SP | 25 | 32.89 | 4062321620318 | 0.08 | 0.06 | KG | 0.083 | CDM | 204 | 204 | 2 | MM | 84039090
8738663512 | Rubber stop 50x20mm type D SP | Rubber stop 50x20mm type D SP | Gummipuffer 50x20mm Typ D | Rubber stop 50x20mm type D SP | 17 | 14.44 | 4062321620332 | 0.101 | 0.091 | KG | 0.05 | CDM | 50 | 50 | 20 | MM | 84039090
8738663514 | Gasket 510x610x4mm Q300 SP | Gasket 510x610x4mm Q300 SP | Dichtung 510x610x4mm Q300 | Gasket 510x610x4mm Q300 SP | 32 | 73.62 | 4062321620356 | 0.58 | 0.48 | KG | 1.244 | CDM | 610 | 510 | 4 | MM | 68159100
8738663515 | Gasket 400x490x2mm Novaform SK S | Gasket 400x490x2mm Novaform SK S | Dichtung 400x490x2mm Nova | Gasket 400x490x2mm Novaform SK S | 39 | 132.96 | 4062321620363 | 0.361 | 0.261 | KG | 0.392 | CDM | 490 | 400 | 2 | MM | 84039090
8738663516 | Gas seal 169x218x3mm DN150 SP | Gas seal 169x218x3mm DN150 SP | Gasdichtung 169x218x3mm D | Gas seal 169x218x3mm DN150 SP | 22 | 24.96 | 4062321620370 | 0.169 | 0.069 | KG | 0.111 | CDM | 218 | 169 | 3 | MM | 84039090
8738663517 | Gasket 32x41x2mm Novapress Basic | Gasket 32x41x2mm Novapress Basic | Dichtung 32x41x2mm Novapr | Gasket 32x41x2mm Novapress Basic | 12 | 6.06 | 4062321620387 | 0.012 | 0.002 | KG | 0.003 | CDM | 41 | 32 | 2 | MM | 68151900
8738663518 | O-ring 80x4mm EPDM70 (2x) SP | O-ring 80x4mm EPDM70 (2x) SP | O-Ring 80x4mm EPDM70 (2x) | O-ring 80x4mm EPDM70 (2x) SP | 13 | 7.69 | 4062321620394 | 0.014 | 0.004 | KG | 0.026 | CDM | 80 | 80 | 4 | MM | 84039090
8738663519 | Anti-vibration buffer 20x25mm SP | Anti-vibration buffer 20x25mm SP | Schwingmetall-Puffer 20x2 | Anti-vibration buffer 20x25mm SP | 19 | 18.48 | 4062321620400 | 0.031 | 0.021 | KG | 0.01 | CDM | 25 | 20 | 20 | MM | 84039090
8738663520 | O-ring 255x5,0mm (2x) SP | O-ring 255x5,0mm (2x) SP | O-Ring 255x5,0mm (2x) SP | O-ring 255x5,0mm (2x) SP | 26 | 36.29 | 4062321620417 | 0.119 | 0.019 | KG | 0.325 | CDM | 255 | 255 | 5 | MM | 84039090
8738663522 | O-ring 70x4,0mm (2x) SP | O-ring 70x4,0mm (2x) SP | O-Ring 70x4,0mm (2x) SP | O-ring 70x4,0mm (2x) SP | 13 | 7.69 | 4062321620424 | 0.014 | 0.004 | KG | 0.02 | CDM | 70 | 70 | 4 | MM | 84039090
8738663523 | Gasket 77x115x2mm Novaform SK SP | Gasket 77x115x2mm Novaform SK SP | Dichtung 77x115x2mm Novaf | Gasket 77x115x2mm Novaform SK SP | 18 | 16.32 | 4062321620431 | 0.12 | 0.02 | KG | 0.018 | CDM | 115 | 77 | 2 | MM | 84039090
8738663524 | Gasket 273x317x2mm Novaphit SSTC | Gasket 273x317x2mm Novaphit SSTC | Dichtung 273x317x2mm Nova | Gasket 273x317x2mm Novaphit SSTC | 33 | 80.64 | 4062321620448 | 0.355 | 0.055 | KG | 0.173 | CDM | 317 | 273 | 2 | MM | 68151900
8738663525 | Gasket 115x162x2mm Novaphit SSTC | Gasket 115x162x2mm Novaphit SSTC | Dichtung 115x162x2mm Nova | Gasket 115x162x2mm Novaphit SSTC | 25 | 32.89 | 4062321620455 | 0.128 | 0.028 | KG | 0.037 | CDM | 162 | 115 | 2 | MM | 68151900
8738663526 | Gasket 141x192x2mm Novaphit SSTC | Gasket 141x192x2mm Novaphit SSTC | Dichtung 141x192x2mm Nova | Gasket 141x192x2mm Novaphit SSTC | 28 | 47.73 | 4062321620462 | 0.128 | 0.028 | KG | 0.054 | CDM | 192 | 192 | 2 | MM | 68151900
8738663527 | Gasket 61x107x2mm Novaphit SSTC | Gasket 61x107x2mm Novaphit SSTC | Dichtung 61x107x2mm Novap | Gasket 61x107x2mm Novaphit SSTC | 18 | 16.32 | 4062321620479 | 0.114 | 0.014 | KG | 0.013 | CDM | 107 | 61 | 2 | MM | 68151900
8738663528 | Gas seal 90x142x3mm DN80 SP | Gas seal 90x142x3mm DN80 SP | Gasdichtung 90x142x3mm DN | Gas seal 90x142x3mm DN80 SP | 17 | 14.44 | 4062321620486 | 0.139 | 0.039 | KG | 0.038 | CDM | 142 | 90 | 3 | MM | 84039090
8738663529 | Gasket 35x63x2mm Novapress Basic | Gasket 35x63x2mm Novapress Basic | Dichtung 35x63x2mm Novapr | Gasket 35x63x2mm Novapress Basic | 13 | 7.69 | 4062321620493 | 0.018 | 0.008 | KG | 0.004 | CDM | 63 | 35 | 2 | MM | 68151900
8738663530 | Gasket 35x70x2mm Novapress Basic | Gasket 35x70x2mm Novapress Basic | Dichtung 35x70x2mm Novapr | Gasket 35x70x2mm Novapress Basic | 14 | 9.38 | 4062321620509 | 0.025 | 0.015 | KG | 0.005 | CDM | 70 | 35 | 2 | MM | 68151900
8738663531 | Gasket 21x30x2mm Novapress Basic | Gasket 21x30x2mm Novapress Basic | Dichtung 21x30x2mm Novapr | Gasket 21x30x2mm Novapress Basic | 12 | 6.06 | 4062321620516 | 0.011 | 0.001 | KG | 0.001 | CDM | 30 | 21 | 2 | MM | 84039090
8738663532 | Gasket 32x47x2mm Novapress Basic | Gasket 32x47x2mm Novapress Basic | Dichtung 32x47x2mm Novapr | Gasket 32x47x2mm Novapress Basic | 12 | 6.06 | 4062321620523 | 0.013 | 0.003 | KG | 0.003 | CDM | 47 | 32 | 2 | MM | 68151900
8738663533 | O-ring 168x4mm EPDM70 SP | O-ring 168x4mm EPDM70 SP | O-Ring 168x4mm EPDM70 SP | O-ring 168x4mm EPDM70 SP | 13 | 7.69 | 4062321620530 | 0.15 | 0.05 | KG | 0.113 | CDM | 168 | 168 | 4 | MM | 84039090
8738663534 | Gasket 120x120x2mm Novapress Uni | Gasket 120x120x2mm Novapress Uni | Dichtung 120x120x2mmNovap | Gasket 120x120x2mm Novapress Uni | 20 | 20.5 | 4062321620547 | 0.035 | 0.033 | KG | 0.029 | CDM | 120 | 120 | 2 | MM | 68151900
8738663535 | Gasket 86x160x2mm Novapress Univ | Gasket 86x160x2mm Novapress Univ | Dichtung 86x160x2mm Novap | Gasket 86x160x2mm Novapress Univ | 20 | 20.5 | 4062321620554 | 0.05 | 0.047 | KG | 0.028 | CDM | 160 | 160 | 2 | MM | 68151900
8738663536 | Makrolon 2050x1525x3mm SP | Makrolon 2050x1525x3mm SP | Makrolonscheibe 2050x1525 | Makrolon 2050x1525x3mm SP | 49 | 335.74 | 4062321620561 | 4.118 | 3.518 | KG | 9.379 | CDM | 2050 | 1525 | 3 | MM | 84039090
8738663537 | Gasket 60x72x2mm Novapress Basic | Gasket 60x72x2mm Novapress Basic | Dichtung 60x72x2mm Novapr | Gasket 60x72x2mm Novapress Basic | 14 | 9.38 | 4062321620578 | 0.014 | 0.004 | KG | 0.009 | CDM | 72 | 72 | 2 | MM | 68151900
8738663538 | O-ring 57x3.0mm DVGW (2x) SP | O-ring 57x3.0mm DVGW (2x) SP | O-Ring 57x3,0mm DVGW (2x) | O-ring 57x3.0mm DVGW (2x) SP | 11 | 4.79 | 4062321620585 | 0.006 | 0.005 | KG | 0.01 | CDM | 60 | 70 | 5 | MM | 84039090
8738663539 | Gasket 325x378x2mm Novamica Ther | Gasket 325x378x2mm Novamica Ther | Dichtung 325x378x2mm Nova | Gasket 325x378x2mm Novamica Ther | 42 | 182.04 | 4062321620592 | 0.414 | 0.114 | KG | 0.246 | CDM | 378 | 325 | 2 | MM | 68149000
8738663540 | Gasket 402x462x2mm Novamica Ther | Gasket 402x462x2mm Novamica Ther | Dichtung 402x462x2mm Nova | Gasket 402x462x2mm Novamica Ther | 44 | 222.48 | 4062321620608 | 0.431 | 0.131 | KG | 0.371 | CDM | 462 | 402 | 2 | MM | 68149000
8738663541 | Gasket 220x262x2mm Novamica Ther | Gasket 220x262x2mm Novamica Ther | Dichtung 220x262x2mm Nova | Gasket 220x262x2mm Novamica Ther | 36 | 102.88 | 4062321620615 | 0.359 | 0.059 | KG | 0.115 | CDM | 262 | 220 | 2 | MM | 68149000
8738663542 | Gasket 141x185x2mm Novaform SK S | Gasket 141x185x2mm Novaform SK S | Dichtung 141x185x2mm Nova | Gasket 141x185x2mm Novaform SK S | 25 | 32.89 | 4062321620622 | 0.35 | 0.05 | KG | 0.052 | CDM | 185 | 141 | 2 | MM | 84039090
8738663543 | Gasket 274x305x2mm Novaphit SSTC | Gasket 274x305x2mm Novaphit SSTC | Dichtung 274x305x2mm Nova | Gasket 274x305x2mm Novaphit SSTC | 33 | 80.64 | 4062321620639 | 0.339 | 0.039 | KG | 0.167 | CDM | 305 | 274 | 2 | MM | 68151900
8738663544 | Gasket 49x92x2mm Novaphit SSTC S | Gasket 49x92x2mm Novaphit SSTC S | Dichtung 49x92x2mm Novaph | Gasket 49x92x2mm Novaphit SSTC S | 19 | 18.48 | 4062321620646 | 0.023 | 0.013 | KG | 0.009 | CDM | 92 | 49 | 2 | MM | 68151900
8738663545 | Gas seal 28x60x3mm DN20 SP | Gas seal 28x60x3mm DN20 SP | Gasdichtung 28x60x3mm DN2 | Gas seal 28x60x3mm DN20 SP | 15 | 10.93 | 4062321620653 | 0.019 | 0.009 | KG | 0.005 | CDM | 60 | 28 | 3 | MM | 84039090
8738663546 | Gasket 132x89x2mm Novamica Therm | Gasket 132x89x2mm Novamica Therm | Dichtung 132x89x2mm Novam | Gasket 132x89x2mm Novamica Therm | 28 | 47.73 | 4062321620660 | 0.2 | 0.1 | KG | 0.023 | CDM | 132 | 89 | 2 | MM | 68149000
8738663549 | Gasket 141x182x2mm Novamica Ther | Gasket 141x182x2mm Novamica Ther | Dichtung 141x182x2mm Nova | Gasket 141x182x2mm Novamica Ther | 31 | 66.74 | 4062321620691 | 0.339 | 0.039 | KG | 0.051 | CDM | 182 | 141 | 2 | MM | 68149000
8738663551 | Gasket 169x207x2mm Novaform SK S | Gasket 169x207x2mm Novaform SK S | Dichtung 169x207x2mm Nova | Gasket 169x207x2mm Novaform SK S | 26 | 36.29 | 4062321620707 | 0.148 | 0.048 | KG | 0.07 | CDM | 169 | 207 | 2 | MM | 84039090
8738663554 | Rubber stop 20x20mm type C (8x) | Rubber stop 20x20mm type C (8x) | Gummipuffer 20x20mm Typ C | Rubber stop 20x20mm type C (8x) | 25 | 32.89 | 4062321620721 | 0.028 | 0.018 | KG | 0.008 | CDM | 20 | 20 | 160 | MM | 84039090
8738663599 | Special chamber seal DN150 WN-35-33 SP | Special chamber seal DN150 WN-35-33 SP | Sonderkammerdichtung DN150 WN-35-33 SP | Special chamber seal DN150 WN-35-33 SP | - | - | 4062321634414 | 0.173 | 0.164 | KG | 0.106 | CDM | 310 | 285 | 15 | MM | 84039090 | Phased out | 8738667810
8738663600 | Special chamber seal DN400 WN-35-38 SP | Special chamber seal DN400 WN-35-38 SP | Sonderkammerdichtung DN400 WN-35-38 SP | Special chamber seal DN400 WN-35-38 SP | - | - | 4062321634421 | 0.713 | 0.606 | KG | 0.5 | CDM | 680 | 20 | 595 | MM | 84039090 | Phased out | 8738667811
8738663601 | Special chamber seal DN200 WN-35-34 SP | Special chamber seal DN200 WN-35-34 SP | Sonderkammerdichtung DN200 WN-35-34 SP | Special chamber seal DN200 WN-35-34 SP | - | - | 4062321634438 | 0.45 | 0.15 | KG | 0.168 | CDM | 595 | 20 | 445 | MM | 84039090 | Phased out | 8738667812
8738663664 | Analysis set f. gasengine oil coolant SP | Analysis set f. gasengine oil coolant SP | Analyseset f. Gasmotorenöl-Kühlmittel SP | Analysis set f. gasengine oil coolant SP | 48 | 314.16 | 4062321628130 | 0.056 | 0.053 | KG | 2.43 | CDM | 100 | 40 | 40 | MM | 84039090
8738663935 | Catalyst three-way Mine-X DC46-65 SP | Catalyst three-way Mine-X DC46-65 SP | Konenkat 3-Wege Mine-X DC46-65 SP | Catalyst three-way Mine-X DC46-65 SP | 89 | 2979.97 | 4062321695705 | 20 | 13 | KG | 25.894 | CDM | 535 | 220 | 220 | MM | 84039090
8738664312 | Overvoltage limiter 3RT2926-1BB00 SP | Overvoltage limiter 3RT2926-1BB00 SP | Überspannungsbegrenzer 3RT2926-1BB00 SP | Overvoltage limiter 3RT2926-1BB00 SP | 29 | 53.54 | 4062321663827 | 0.008 | 0.004 | KG | 0.023 | CDM | 45 | 70 | 15 | MM | 84039090
8738664327 | Voltage regulator 24/12V 7,5A SP | Voltage regulator 24/12V 7,5A SP | Spannungsregler 24/12V 7, | Voltage regulator 24/12V 7,5A SP | - | - | 4062321663834 | 0.55 | 0.45 | KG | 0.198 | CDM | 120 | 100 | 50 | MM | 84039090 | Phased out
8738664362 | Wearing parts pack A M100, M140V2 SP | Wearing parts pack A M100, M140V2 SP | Verschleißteilepaket A M100,M140V2 SP | Wearing parts pack A M100, M140V2 SP | 60 | 775.33 | 4062321695729 | 1.051 | 0.75 | KG | 9 | CDM | 360 | 250 | 195 | MM | 84039090
8738664431 | Plug 1/2 NPT outside 6-ct. 1.4301 SP | Plug 1/2 NPT outside 6-ct. 1.4301 SP | Stopfen 1/2 NPT Außen-Skt. 1.4301 SP | Plug 1/2 NPT outside 6-ct. 1.4301 SP | 29 | 53.54 | 4062321695736 | 0.1 | 0.05 | KG | 0.016 | CDM | 26 | 26 | 26 | MM | 84039090
8738664490 | Analog pressure sensor TS | Analog pressure sensor TS | Analog Drucksensor TS | Analog pressure sensor TS | 44 | 222.48 | 4062321686123 | 0.095 | 0.09 | KG | 2.64 | CDM | 180 | 110 | 40 | MM | 84039090
8738664547 | Gasket - Oil sump (995x130x2mm) | Gasket - Oil sump (995x130x2mm) | Dichtung - Ölwanne (995x1 | Gasket - Oil sump (995x130x2mm) | 41 | 160.45 | 4062321686697 | 0.079 | 0.076 | KG | 0.44 | CDM | 1100 | 400 | 10 | MM | 84039090
8738664641 | Pressure sensor 100-100 mbar TS | Pressure sensor 100-100 mbar TS | Drucksensor 100-100 mbar | Pressure sensor 100-100 mbar TS | 70 | 1287.73 | 4062321687618 | 0.255 | 0.242 | KG | 1.936 | CDM | 165 | 55 | 90 | MM | 90262020
8738664673 | Gas leakage sensor for NG TS | Gas leakage sensor for NG TS | Gaslecksensor für NG TS | Gas leakage sensor for NG TS | 46 | 266.98 | 4062321687922 | 0.25 | 0.237 | KG | 0.768 | CDM | 160 | 80 | 60 | MM | 84039090
8738664896 | Oil seperator with gasket ring T | Oil seperator with gasket ring T | Ölnebelabscheider mit Dic | Oil seperator with gasket ring T | 44 | 222.48 | 4062321690144 | 0.27 | 0.256 | KG | 10.2 | CDM | 270 | 155 | 127 | MM | 84039090
8738664921 | Smoke leakage sensor for NG TS | Smoke leakage sensor for NG TS | Rauchmelder TS | Smoke leakage sensor for NG TS | 31 | 66.74 | 4062321690397 | 0.35 | 0.332 | KG | 0.72 | CDM | 130 | 155 | 90 | MM | 84039090
8738665040 | Temperature sensor (40x40x100mm) | Temperature sensor (40x40x100mm) | Temperatursensor (40x40x1 | Temperature sensor (40x40x100mm) | 74 | 1537.17 | 4062321691585 | 0.6 | 0.51 | KG | 0.3 | CDM | 130 | 80 | 70 | MM | 90251900
8738665042 | Temp. sensor PT100 (100x30x50mm) | Temp. sensor PT100 (100x30x50mm) | Temperatursensor PT100 (1 | Temp. sensor PT100 (100x30x50mm) | 61 | 815.79 | 4062321691608 | 0.793 | 0.674 | KG | 0.15 | CDM | 810 | 120 | 120 | MM | 90251900
8738665104 | Cylinder head gasket (1010x265x2 | Cylinder head gasket (1010x265x2 | Zylinderkopfdichtung (101 | Cylinder head gasket (1010x265x2 | 51 | 384.3 | 4062321692223 | 1.6 | 1.36 | KG | 48 | CDM | 1050 | 490 | 10 | MM | 84039090
8738665123 | Oil filter HU 12 003 X TS | Oil filter HU 12 003 X TS | Ölfilter HU 12 003 X TS | Oil filter HU 12 003 X TS | 31 | 66.74 | 4062321692414 | 0.485 | 0.46 | KG | 15 | CDM | 240 | 130 | 130 | MM | 84212980
8738665320 | Gasket set Leakage control DUNGS SP | Gasket set Leakage control DUNGS SP | Dichtungs-Set Dichtheitskontr. DUNGS SP | Gasket set Leakage control DUNGS SP | 32 | 73.62 | 4062321674304 | 0.009 | 0.008 | KG | 0.102 | CDM | 45 | 60 | 5 | MM | 84039090
8738666457 | Motor wheel running unit MUB062 560EC SP | Motor wheel running unit MUB062 560EC SP | Motorradlaufeinheit MUB 062 560EC SP | Motor wheel running unit MUB062 560EC SP | 95 | 3896.87 | 4062321697648 | 11.92 | 10.6 | KG | 68.215 | CDM | 290 | 485 | 485 | MM | 84039090 | Wijziging prijsgroep vanaf 29/07/26
8738666670 | Air inlet hose 140 mm (1,5m) SP | Air inlet hose 140 mm (1,5m) SP | Flexafit NP2M 140mm (1,5m) SP | Air inlet hose 140 mm (1,5m) SP | 47 | 291.25 | 4062321716530 | 2.3 | 1.955 | KG | 19.6 | CDM | 620 | 440 | 270 | MM | 84039090
8738666671 | Gas/air mixer 983-100/50-30-1,8 SP | Gas/air mixer 983-100/50-30-1,8 SP | Gas/Luftmischer 983-100/50-30-1,8 SP | Gas/air mixer 983-100/50-30-1,8 SP | 80 | 2049.57 | 4062321711887 | 3.19 | 3.1 | KG | 1.34 | CDM | 104 | 113 | 113 | MM | 84039090
8738666721 | Exh.gas insul. Pipe mot to CAT140V1/V2SP | Exh.gas insul. Pipe mot to CAT140V1/V2SP | Abgasisol. LT Mot zu KAT 140V1/V2 SP | Exh.gas insul. Pipe mot to CAT140V1/V2SP | 59 | 728.13 | 4062321716554 | 9.8 | 8.33 | KG | 80 | CDM | 605 | 415 | 315 | MM | 70198090
8738666926 | PHE B320HTLx44-1P-SC-S4x2 1-2 SP | PHE B320HTLx44-1P-SC-S4x2 1-2 SP | PWT B320HTLx44-1P-SC-S4x2 | PHE B320HTLx44-1P-SC-S4x2 1-2 SP | 91 | 3195.7 | 4062321715199 | 36.6 | 31.11 | KG | 19.789 | CDM | 400 | 600 | 300 | MM | 84039090
8738666982 | Actuator SAX 61.03 24V SP | Actuator SAX 61.03 24V SP | Stellantrieb SAX 61.03 24V SP | Actuator SAX 61.03 24V SP | 66 | 1078.7 | 4062321718510 | 1.883 | 1.601 | KG | 4.124 | CDM | 260 | 155 | 130 | MM | 84039090
8734020044 | Exhaust gas insul. EGHE EN20V1 SP | Exhaust gas insul. EGHE EN20V1 SP | Abgasisolierung AWT EN20V1 SP | Exhaust gas insul. EGHE EN20V1 SP | 64 | 977.58 | 4062321879655 | 11 | 10 | KG | 75 | CDM | 400 | 400 | 200 | MM | 84039090
8738667435 | LKZ-R Roof fibre ring E.s. E28 below SP | LKZ-R Roof fibre ring E.s. E28 below SP | LKZ-R Dachfaserring Mbrh E28 unten SP | LKZ-R Roof fibre ring E.s. E28 below SP | 37 | 112.45 | 4062321744229 | 0.05 | 0.03 | KG | 0.07 | CDM | 132 | 132 | 4 | MM | 84039090
8734020156 | Bracket for 18L MW-MAG SP | Bracket for 18L MW-MAG SP | Halterung für 18L MW-MAG SP | Bracket for 18L MW-MAG SP | 32 | 73.62 | 4069143124413 | 0.255 | 0.242 | KG | 8.107 | CDM | 155 | 155 | 20 | MM | 84039090
8738667810 | Gasket 242x178x2 Novamica Thermex SP | Gasket 242x178x2 Novamica Thermex SP | Dichtung 242x178x2 Novamica Thermex SP | Gasket 242x178x2 Novamica Thermex SP | 37 | 112.45 | - | 0.048 | 0.046 | KG | 0.117 | CDM | 242 | 242 | 2 | MM | 68149000
8738667811 | Gasket 512x448x2 Novamica Thermex SP | Gasket 512x448x2 Novamica Thermex SP | Dichtung 512x448x2 Novamica Thermex SP | Gasket 512x448x2 Novamica Thermex SP | 46 | 266.98 | - | 0.105 | 0.1 | KG | 0.524 | CDM | 505 | 505 | 2 | MM | 68149000
8738667812 | Gasket 302x238x2 Novamica Thermex SP | Gasket 302x238x2 Novamica Thermex SP | Dichtung 302x238x2 Novamica Thermex SP | Gasket 302x238x2 Novamica Thermex SP | 39 | 132.96 | - | 0.061 | 0.058 | KG | 0.176 | CDM | 297 | 297 | 2 | MM | 68149000
8734020034 | Exhaust gas insul. KAT-G DN300/DN100 SP | Exhaust gas insul. KAT-G DN300/DN100 SP | Abgasisolierung ABG KAT-G DN300/DN100SP | Exhaust gas insul. KAT-G DN300/DN100 SP | 62 | 876.45 | 4062321876456 | 12.5 | 11 | KG | 80 | CDM | 500 | 400 | 400 | MM | 70198090
8738654012 | Cond.ball stainless steel mont mod.V2 SP | Cond.ball stainless steel mont mod.V2 SP | Kondensatkugel Edelstahl mont ModulV2 SP | Cond.ball stainless steel mont mod.V2 SP | 73 | 1469.76 | 4062321519551 | 4.9 | 4.165 | KG | 36.75 | CDM | 520 | 560 | 320 | MM | 84039090
0281002412 | Temperature sensor NTC SP | Temperature sensor NTC SP | Temperaturfühler NTC SP | Temperature sensor NTC SP | 17 | 14.44 | 3165142147345 | 0.129 | 0.029 | KG | 0.022 | CDM | 60.9 | 19 | 19 | MM | 90251900
0281007156 | NOx-sensor EGS-NX2 24V SP | NOx-sensor EGS-NX2 24V SP | NOx-Sensor EGS-NX2 24V SP | NOx-sensor EGS-NX2 24V SP | 47 | 291.25 | 6949725932569 | 0.22 | 0.1 | KG | 0.386 | CDM | 1152 | 18.3 | 18.3 | MM | 90271010
0444042137 | SM Denoxtronic 2.2 24V SP | SM Denoxtronic 2.2 24V SP | SM Denoxtronic 2.2 24V SP | sm Denoxtronic 2.2 24V SP | 53 | 453.07 | 4047025532389 | 2.784 | 2.6 | KG | 5.974 | CDM | 217 | 207 | 133 | MM | 84135040
0444043051 | Dosing module 2.5 SP | Dosing module 2.5 SP | Dosiermodul 2.5 SP | dosing module 2.5 SP | 41 | 160.45 | 4047025360210 | 0.34 | 0.25 | KG | 0.655 | CDM | 80 | 110 | 155 | MM | 84818059
8734971715 | Filter Vent cpl.SK 3238.100-148.5x148.5 | Filter Vent cpl.SK 3238.100-148.5x148.5 | Filterlüfter kpl.SK 3238.100-148,5x148,5 | Filter Vent cpl.SK 3238.100-148.5x148.5 | 47 | - | 4057749470782 | 0.74 | 0.74 | KG | 1.29 | CDM | 148.5 | 148.5 | 58.5 | MM | 84039090 | Phased out | 8738300670
8755004804 | Feuchtraumleuchte LUNA BL ONE 17W SP | Feuchtraumleuchte LUNA BL ONE 17W SP | Feuchtraumleuchte LUNA BL ONE 17W SP | Moisture-proof luminaireLUNABL ONE17W SP | 40 | 141.38 | 4069143454152 | 1.36 | 1.21 | KG | 4.32 | CDM | 600 | 90 | 80 | MM | 84039090
8738649777 | Regler R 438 SP | Regler R 438 SP | Regler R 438 SP | Voltage controller R 438 SP | 74 | 1537.17 | 4062321411879 | 0.722 | 0.622 | KG | 0.872 | CDM | 143 | 127 | 48 | MM | 84039090
8734020172 | KATslide-in elem.M240V1 Opti-CO SP | KATslide-in elem.M240V1 Opti-CO SP | KATslide-in elem.M240V1 Opti-CO SP | KATslide-in elem.M240V1 Opti-CO SP | 113 | 9560.14 | 4069143137628 | 17.942 | 17 | KG | 29.795 | CDM | 396 | 396 | 190 | MM | 73269098
8734020051 | Curre.w.ASK412.4 100-1A2,5VAKl.0,5TRVSP | Curre.w.ASK412.4 100-1A2,5VAKl.0,5TRVSP | Stromw.ASK41.6 100-1A 10VA Kl.0,5TRV SP | Curre.w.ASK412.4 100-1A2,5VAKl.0,5TRVSP | 52 | 404.52 | 4062321981082 | 1.09 | 1 | KG | 0.815 | CDM | 74 | 95 | 116 | MM | 85043180
8734020165 | Schlauch 1 TFE02TEI DN25 (1M) SP | Schlauch 1 TFE02TEI DN25 (1M) SP | Schlauch 1 TFE02TEI DN25 (1M) SP | Hose 1 TFE02TEI DN25 (1M) SP | 26 | 35.23 | 4069143136928 | 0.489 | 0.483 | KG | 1.183 | CDM | 1000 | 34 | 34 | MM | 84039090
8734020212 | Optical smoke detector NC-DPO-W SP | Optical smoke detector NC-DPO-W SP | Rauchmelder optisch NC-DPO-W SP | Optical smoke detector NC-DPO-W SP | 35 | 92.29 | 4069143382868 | 0.2 | 0.11 | KG | 0.545 | CDM | 100 | 100 | 54.5 | MM | 84039090
8738652498 | Optical smoke detector DP721R SP | Optical smoke detector DP721R SP | Rauchmelder optisch DP721R SP | Optical smoke detector DP721R SP | - | - | 4062321217990 | 0.121 | 0.114 | KG | 0.45 | CDM | 100 | 100 | 45 | MM | 85319000 | Phased out | 8734020212
8738650766 | Gaswarngerät 24VDC 1 Meßstelle SP | Gaswarngerät 24VDC 1 Meßstelle SP | Gaswarngerät 24VDC 1 Meßstelle SP | Gas detector 24VDC 1 test point SP | 66 | 1078.7 | 4062321540333 | 0.555 | 0.471 | KG | 1.893 | CDM | 275 | 185 | 130 | MM | 84039090
0242255549 | Spark plug FXR6DIT0SL BOSCH SP | Spark plug FXR6DIT0SL BOSCH SP | Zündkerze FXR6DIT0SL BOSCH SP | Spark plug FXR6DIT0SL BOSCH SP | 25 | 32.89 | 4069143374573 | 0.049 | 0.045 | KG | 0.046 | CDM | 87 | 25 | 21 | MM | 85111000
8738300670 | Filter Fan Cpl.SK 3238.700-148.5x148.5 | Filter Fan Cpl.SK 3238.700-148.5x148.5 | Filterlüfter kpl.SK 3238.700-148,5x148,5 | Filter Fan Cpl.SK 3238.700-148.5x148.5 | 41 | 160.45 | 4069143123126 | 0.68 | 0.68 | KG | 1.819 | CDM | 148.5 | 148.5 | 82.5 | MM | 84145925
8738651022 | Ignition coil IQ250/IQ500 SP | Ignition coil IQ250/IQ500 SP | Zündspule IQ250/IQ500 SP | Ignition coil IQ250/IQ500 SP | 44 | 222.48 | 4062321383770 | 0.92 | 0.769 | KG | 0.94 | CDM | 137 | 98 | 70 | MM | 84039090
8734020164 | Pomp Wilo Para 15-130 8-75 SCU-12 | Pompe Wilo Para 15-130 8-75 SCU-12 | Pumpe WILO Para 15-130 8-75 SCU-12 SP | Pump WILO Para 15-130 8-75 SCU-12 SP | 43 | 202.26 | 4069143134870 | 1.85 | 1.71 | KG | 5.627 | CDM | 197 | 197 | 145 | MM | 84137030